## Password (hidden)
Password to unlock sheets, and workbook:
CaGBCZCBPurpose2019

## Instructions
Zero Carbon Building v2 Life-Cycle Cost Calculator
INTRODUCTION
The purpose of this workbook is to provide a financial analysis tool that can be used to evaluate the viability of carbon reduction projects. Significant financial and technological barriers to all-electric buildings may exist in some climate zones and building markets. For this reason, the Zero Carbon Building Standard allows the onsite combustion of fossil fuels and biologically derived fuels. All applicants who rely on onsite combustion of fuels must provide a transition plan to demonstrate how the building will decarbonize in the future, showing that they have considered appropriate building design or retrofit measures. Buildings pursuing ZCB-Performance certification are required to update their transition plans every five years
The transition plan must include a financial comparison of the designed or current system and a non-combustion based alternative, including a 20-year net present value calculation, which includes current and projected fuel cost escalation and a 3% discount rate.
The workbook is organized into three tabs:
1. General Project Info
2. Scenarios & Measures
3. Results
GENERAL PROJECT INFO
Here the user reports common project details like project name, location, size, economic forecast values, carbon price costs, and costs and carbon intensity of utilities.
SCENARIOS & MEASURES
Here the user defines scenarios that will be compared. Each scenario is created by listing all combustion equipment, or its replaced alternative, and providing details on energy consumption, costs, and durability. The first scenario is always the base-case - typically the existing building or conventional design.
The user can also specify whole-scenario results where available from an energy model or similar whole-project analysis.
RESULTS
Here the user views side-by-side results from the financial analysis of each scenario, showing how each one performs relative to the base case.
Analysis tool developed by:

## General Project Info
Zero Carbon Building v2 Life-Cycle Cost Calculator
GENERAL PROJECT INFORMATION
Project Name
| Address |  |  |  |  | City |  | Postal Code |  |  | Electrical consumption emissions will be offset by:
ZCB Design
| Province | Ontario |  |  |  | Project Type |  | Gross Floor Area |  | m2 |  | Carbon Offset | ZCB Performance
|  |  | FINANCIAL ASSUMPTIONS | [5 empty] | CARBON PRICE
| Timeline for Net Present Value |  |  | 20 | years |  |  | Present Price | 20 | $/tCO2e |  |  | RECs
Carbon Offset
| Discount Rate |  |  | 3 | % |  |  | Escalation Rate | 10 | $/t/year
$/t/year
| Inflation Rate |  |  | 2 | % |  |  | Max. Price | 50 | $/tCO2e |  |  | %
FUEL SOURCES
| Fuel Source |  |  | Utility Rate |  |  | Units | Esc. Rate (%) | Carbon Intensity |  |  | Units | Util | Util cost (/kbtu) | Util cost (/kWh) | CI (kg/kBtu) | CI (kg/kWh) | Util Esc |  | Util
| Natural_Gas |  |  | 0.26 |  | $/ | m3 | 2% | 0.17791 |  | kgCO2e/ | kWh | Natural_Gas | 0.007138 | 0.024355 | 0.052142 | 0.17791 | 1.02 |  | Natural_Gas
| Electricity |  |  | 0.16 | /kWh | $/ | kWh | 3% | 0.038 |  | kgCO2e/ | kWh | Electricity | 0.046893 | 0.16 | 0.011137 | 0.038 | 1.03 |  | Electricity
| District_Steam |  |  | 17 |  | $/ | Mlb | 6% | 0.30211 |  | kgCO2e/ | kWh | District_Steam | 1.4238e-05 | 4.858e-05 | 0.088544 | 0.30211 | 1.06 |  | District_Steam
| Chilled_Water_Electric_Drive |  |  | 0.3 |  | $/ | ton hour | 6% | 0.058655 |  | kgCO2e/ | kWh | Chilled_Water_Electric_Drive | 0.025 | 0.0853 | 0.017191 | 0.058655 | 1.06 |  | Chilled_Water_Electric_Drive
| RECs |  |  | 0.01 | /kWh | $/ | kWh | 3% | -0.038 |  | kgCO2e/ | kWh | RECs | 0.0029308 | 0.01 | -0.011137 | -0.038 | 1.03
| Carbon_Offset |  |  | 0.02 |  | $/ | kgCO2e | 4% | NA |  | kgCO2e/ | NA | Carbon_Offset | 0.02 | 0.06824 | #N/A | #N/A | 1.04
[6 empty] | $/ |  |  |  |  | kgCO2e/ |  | 0 | #N/A | #N/A | #N/A | #N/A | 1
[6 empty] | $/ |  |  |  |  | kgCO2e/ |  | 0 | #N/A | #N/A | #N/A | #N/A | 1
[6 empty] | $/ |  |  |  |  | kgCO2e/ |  | 0 | #N/A | #N/A | #N/A | #N/A | 1
[6 empty] | $/ |  |  |  |  | kgCO2e/ |  | 0 | #N/A | #N/A | #N/A | #N/A | 1
[6 empty] | $/ |  |  |  |  | kgCO2e/ |  | 0 | #N/A | #N/A | #N/A | #N/A | 1
[13 empty] | Natural Gas | m3 | ft3 | ccf | kcf | MCf | GJ | kBtu | Mbtu | Therm
[13 empty] | Fuel Oil 1 | Gal (US) | Gal (UK) | GJ | kBtu | Litre | Mbtu
[13 empty] | Fuel Oil 2 | Gal (US) | Gal (UK) | GJ | kBtu | Litre | Mbtu
[13 empty] | Fuel Oil 4 | Gal (US) | Gal (UK) | GJ | kBtu | Litre | Mbtu
[13 empty] | Fuel Oil 5 and 6 | Gal (US) | Gal (UK) | GJ | kBtu | Litre | Mbtu
[13 empty] | Diesel | Gal (US) | Gal (UK) | GJ | kBtu | Litre | Mbtu
[13 empty] | Kerosene | Gal (US) | Gal (UK) | GJ | kBtu | Litre | Mbtu
[13 empty] | Propane | ft3 | ccf | Gal (US) | Gal (UK) | GJ | kBtu | Litre | MBtu
[13 empty] | Electricity | kWh | MWh | GJ | kBtu | MBtu
[13 empty] | RECs | kWh | MWh | GJ | kBtu | MBtu
[13 empty] | Carbon Offset | kgCO2e | tCO2e
[13 empty] | District Steam | GJ | kBtu | MBtu | Therm | kg | lb | klb | Mlb
[13 empty] | District Hot Water | GJ | kBtu | MBtu | Therm
[13 empty] | Chilled Water Electric Drive | GJ | kBtu | MBtu | ton hour
[13 empty] | Chilled Water Gas Absorption | GJ | kBtu | MBtu | ton hour
[13 empty] | Chilled Water Gas Engine | GJ | kBtu | MBtu | ton hour
[13 empty] | Biomass | GJ | kBtu | MBtu | tonne (metric) | ton
[13 empty] | Solar PV or Wind | kWh | MWh | GJ | kBtu | MBtu
[13 empty] | Other | kWh | GJ | kBtu | MBtu
[13 empty] | Biogas | m3 | ft3 | ccf | kcf | MCf | GJ | kBtu | Mbtu | Therm
Note on C34: CaGBC: The cost and carbon intensity for RECs. Carbon Intensity should be entered as a negative number
Note on C36: CaGBC: Additional utilities can be added from the drop-down list. If duplicate utilities are added, only the first one will be used
Note on D16: CaGBC: Selecting your province will auto-populate the carbon intensity of electricity
Note on F20: CaGBC: Zero Carbon Building Standard requires a 20 year timeline. The user may modify this for interim scenarios if desired.
Note on F22: CaGBC: Zero Carbon Building Standard requires a 3% discount rate. The user may modify this for interim scenarios if desired.
Note on F24: CaGBC: Inflation is applied to future annual O&M, capital, and incentive costs only.
Note on F29: CaGBC: The cost per unit of utility consumption (define units from the drop-down to the right)
Note on F35: CaGBC: Eg: If the Carbon Offset has a cost of $0.02/kgCO2e, enter "0.02" in the Utility Cost column, and select units of "kg" in the Units column
Note on I16: CaGBC: ZCB Design: for new construction ZCB Performance: for existing buildings
Note on I29: CaGBC: The units of utility consumption and pricing.
Note on J29: CaGBC: The rate at which utility cost will increase each year. NOTE: The inflation rate is not applied in addition to this.
Note on K16: CaGBC: Used to calculate energy use intensity and other reported values.
Note on K20: CaGBC: The present-day price on pollution applied in addition to utility rates.
Note on K22: CaGBC: The rate of pollution price increase. Eg: for a 3% annual increase, enter "3", and select "%" for escalation units. NOTE: The inflation rate is not applied in addition to this.
Note on K24: CaGBC: The maximum future pollution price cap. Enter "NA" to assign no maximum price.
Note on K29: CaGBC: Common utilities will autopopulate with carbon intensity information, however these values can be over-written.
Note on L22: CaGBC: The pollution price units of escalation. Eg: for a 3% annual increase, enter "3", and select "%" for escalation units.
Note on N16: CaGBC: Select the method that will be used to offset emissions from electrical consumption. Non-electrical consumption emissions are always offset using Carbon Offsets
Note on S35: Chris Onysko: Carbon offset cost is cost per kgCO2e
Analysis tool developed by:

## Scenarios & Measures
[13 empty] | hide here | [119 empty] | hide here
Zero Carbon Building v2 Life-Cycle Cost Calculator
[32 empty] | $/t/year | 20 | 20 | 20 | 20 | 20 | 20 | 20 | 20 | 20 | 20 | 20 | 20 | 20 | 20 | 20 | 20 | 20 | 20 | 20 | 20 | 20 | 20 | 20 | 20 | 20 | 20 | 20 | 20 | 20 | 20 | 20 | 20 | 20 | 20 | 20 | 20 | 20 | 20 | 20 | 20 | 20 | 20 | 20 | 20 | 20 | 20 | 20 | 20 | 20 | 20 | 20 | 20 | 20 | 20 | 20 | 20 | 20 | 20 | 20 | 20 | 20 | 20 | 20 | 20 | 20 | 20 | 20 | 20 | 20 | 20 | 20 | 20 | 20 | 20 | 20 | 20 | 20 | 20 | 20 | 20 | 20 | 20 | 20 | 20 | 20 | 20 | 20 | 20 | 20 | 20 | 20 | 20 | 20 | 20 | 20 | 20 | 20 | 20 | 20 | 20 | 20
SCENARIOS & MEASURES | [13 empty] | Elec? | Carbon Offset | Project life time | 20 | Pollution | 1.1 | [12 empty] | % | 0 | 0 | 0 | 0 | 0 | 0 | 0 | 0 | 0 | 0 | 0 | 0 | 0 | 0 | 0 | 0 | 0 | 0 | 0 | 0 | 0 | 0 | 0 | 0 | 0 | 0 | 0 | 0 | 0 | 0 | 0 | 0 | 0 | 0 | 0 | 0 | 0 | 0 | 0 | 0 | 0 | 0 | 0 | 0 | 0 | 0 | 0 | 0 | 0 | 0 | 0 | 0 | 0 | 0 | 0 | 0 | 0 | 0 | 0 | 0 | 0 | 0 | 0 | 0 | 0 | 0 | 0 | 0 | 0 | 0 | 0 | 0 | 0 | 0 | 0 | 0 | 0 | 0 | 0 | 0 | 0 | 0 | 0 | 0 | 0 | 0 | 0 | 0 | 0 | 0 | 0 | 0 | 0 | 0 | 0 | 0 | 0 | 0 | 0 | 0 | 0
BASE CASE |  |  |  |  | Combustion Free? | No - transitional | [7 empty] | REC cost | 0.01 | REC esc. Rate | 1.03 | Inflation | 1.02 | Cons. Weighted Elec |  |  |  | 0 | [7 empty] | Price | 20 | 20 | 20 | 20 | 20 | 20 | 20 | 20 | 20 | 20 | 20 | 20 | 20 | 20 | 20 | 20 | 20 | 20 | 20 | 20 | 20 | 20 | 20 | 20 | 20 | 20 | 20 | 20 | 20 | 20 | 20 | 20 | 20 | 20 | 20 | 20 | 20 | 20 | 20 | 20 | 20 | 20 | 20 | 20 | 20 | 20 | 20 | 20 | 20 | 20 | 20 | 20 | 20 | 20 | 20 | 20 | 20 | 20 | 20 | 20 | 20 | 20 | 20 | 20 | 20 | 20 | 20 | 20 | 20 | 20 | 20 | 20 | 20 | 20 | 20 | 20 | 20 | 20 | 20 | 20 | 20 | 20 | 20 | 20 | 20 | 20 | 20 | 20 | 20 | 20 | 20 | 20 | 20 | 20 | 20 | 20 | 20 | 20 | 20 | 20 | 20
[14 empty] | Carb. Off cost | 0.02 | Carb. Off esc. Rate | 1.04 | Discount | 1.03 | Cost weighted avg. Esc Rate |  |  |  | 1.02 | [7 empty] | Discount factor | 1 | 0.97087 | 0.9426 | 0.91514 | 0.88849 | 0.86261 | 0.83748 | 0.81309 | 0.78941 | 0.76642 | 0.74409 | 0.72242 | 0.70138 | 0.68095 | 0.66112 | 0.64186 | 0.62317 | 0.60502 | 0.58739 | 0.57029 | 0.55368 | 0.53755 | 0.52189 | 0.50669 | 0.49193 | 0.47761 | 0.46369 | 0.45019 | 0.43708 | 0.42435 | 0.41199 | 0.39999 | 0.38834 | 0.37703 | 0.36604 | 0.35538 | 0.34503 | 0.33498 | 0.32523 | 0.31575 | 0.30656 | 0.29763 | 0.28896 | 0.28054 | 0.27237 | 0.26444 | 0.25674 | 0.24926 | 0.242 | 0.23495 | 0.22811 | 0.22146 | 0.21501 | 0.20875 | 0.20267 | 0.19677 | 0.19104 | 0.18547 | 0.18007 | 0.17483 | 0.16973 | 0.16479 | 0.15999 | 0.15533 | 0.15081 | 0.14641 | 0.14215 | 0.13801 | 0.13399 | 0.13009 | 0.1263 | 0.12262 | 0.11905 | 0.11558 | 0.11221 | 0.10895 | 0.10577 | 0.10269 | 0.0997 | 0.096796 | 0.093977 | 0.09124 | 0.088582 | 0.086002 | 0.083497 | 0.081065 | 0.078704 | 0.076412 | 0.074186 | 0.072026 | 0.069928 | 0.067891 | 0.065914 | 0.063994 | 0.06213 | 0.06032 | 0.058563 | 0.056858 | 0.055202 | 0.053594 | 0.052033
Equipment / Measure | Utility | Annual Utility Consumption | Units | Annual Fuel Cost | Electric GHG (kg CO₂e) | Other Fuels GHG (kg CO₂e) | Lifetime (yrs) | Age (0=new) | Capital Cost | Incentive Value | Annual O&M Cost | Depreciated Value | Elec? | Util Esc. Rate | PV of Lifetime util costs | Util cons (kBtu) | Util cons (kWh) | Elec emissions (kgCO2) | Non-elec Emissions (kgCO2) | Years Accounted | Remaining Project Life | Remaining Equipment Life | Initial age | PV of Lifetime O&M cost | PV of lifetime pol cost (ELEC | PV of lifetime pol. Cost (Non-ELEC) | PV of lifetime cap cost | PV of RECs for Elec | PV of Carb. Offs for Elec | PV of Carb. Offs for non-elec | NPV Total | Year | 0 | 1 | 2 | 3 | 4 | 5 | 6 | 7 | 8 | 9 | 10 | 11 | 12 | 13 | 14 | 15 | 16 | 17 | 18 | 19 | 20 | 21 | 22 | 23 | 24 | 25 | 26 | 27 | 28 | 29 | 30 | 31 | 32 | 33 | 34 | 35 | 36 | 37 | 38 | 39 | 40 | 41 | 42 | 43 | 44 | 45 | 46 | 47 | 48 | 49 | 50 | 51 | 52 | 53 | 54 | 55 | 56 | 57 | 58 | 59 | 60 | 61 | 62 | 63 | 64 | 65 | 66 | 67 | 68 | 69 | 70 | 71 | 72 | 73 | 74 | 75 | 76 | 77 | 78 | 79 | 80 | 81 | 82 | 83 | 84 | 85 | 86 | 87 | 88 | 89 | 90 | 91 | 92 | 93 | 94 | 95 | 96 | 97 | 98 | 99 | 100
e.g. Boiler | Natural_Gas | 100000 | m3 | 26000 | 0 | 189927.6576 | 8 | 0 | 100000 | 0 | 12000 | 68639.2853 | No | 1.02 | 460894.0826 | 3642500 | 1067555.6858 | 0 | 189927.6576 | 16 | 4 | 4 | 0 | 219101.9562 | 0 | 123828.6746 | 278039.3401 | 0 | 0 | 83403.6584 | 1096628.4266 | Capital Cost (FV) | 100000 | 0 | 0 | 0 | 0 | 0 | 0 | 0 | 117165.9381 | 0 | 0 | 0 | 0 | 0 | 0 | 0 | 137278.5705 | 0 | 0 | 0 | 0 | 0 | 0 | 0 | 0 | 0 | 0 | 0 | 0 | 0 | 0 | 0 | 0 | 0 | 0 | 0 | 0 | 0 | 0 | 0 | 0 | 0 | 0 | 0 | 0 | 0 | 0 | 0 | 0 | 0 | 0 | 0 | 0 | 0 | 0 | 0 | 0 | 0 | 0 | 0 | 0 | 0 | 0 | 0 | 0 | 0 | 0 | 0 | 0 | 0 | 0 | 0 | 0 | 0 | 0 | 0 | 0 | 0 | 0 | 0 | 0 | 0 | 0 | 0 | 0 | 0 | 0 | 0 | 0 | 0 | 0 | 0 | 0 | 0 | 0 | 0 | 0 | 0 | 0 | 0 | 0
|  |  |  | 0 | 0 | 0 | [5 empty] | 0 | #N/A | 1 | 0 | 0 | 0 | 0 | 0 | 0 | 20 | -20 | 0 | 0 | 0 | 0 | 0 | 0 | 0 | 0 | 0 |  | 0 | 0 | 0 | 0 | 0 | 0 | 0 | 0 | 0 | 0 | 0 | 0 | 0 | 0 | 0 | 0 | 0 | 0 | 0 | 0 | 0 | 0 | 0 | 0 | 0 | 0 | 0 | 0 | 0 | 0 | 0 | 0 | 0 | 0 | 0 | 0 | 0 | 0 | 0 | 0 | 0 | 0 | 0 | 0 | 0 | 0 | 0 | 0 | 0 | 0 | 0 | 0 | 0 | 0 | 0 | 0 | 0 | 0 | 0 | 0 | 0 | 0 | 0 | 0 | 0 | 0 | 0 | 0 | 0 | 0 | 0 | 0 | 0 | 0 | 0 | 0 | 0 | 0 | 0 | 0 | 0 | 0 | 0 | 0 | 0 | 0 | 0 | 0 | 0 | 0 | 0 | 0 | 0 | 0 | 0 | 0 | 0 | 0 | 0 | 0 | 0
|  |  |  | 0 | 0 | 0 | [5 empty] | 0 | #N/A | 1 | 0 | 0 | 0 | 0 | 0 | 0 | 20 | -20 | 0 | 0 | 0 | 0 | 0 | 0 | 0 | 0 | 0 |  | 0 | 0 | 0 | 0 | 0 | 0 | 0 | 0 | 0 | 0 | 0 | 0 | 0 | 0 | 0 | 0 | 0 | 0 | 0 | 0 | 0 | 0 | 0 | 0 | 0 | 0 | 0 | 0 | 0 | 0 | 0 | 0 | 0 | 0 | 0 | 0 | 0 | 0 | 0 | 0 | 0 | 0 | 0 | 0 | 0 | 0 | 0 | 0 | 0 | 0 | 0 | 0 | 0 | 0 | 0 | 0 | 0 | 0 | 0 | 0 | 0 | 0 | 0 | 0 | 0 | 0 | 0 | 0 | 0 | 0 | 0 | 0 | 0 | 0 | 0 | 0 | 0 | 0 | 0 | 0 | 0 | 0 | 0 | 0 | 0 | 0 | 0 | 0 | 0 | 0 | 0 | 0 | 0 | 0 | 0 | 0 | 0 | 0 | 0 | 0 | 0
|  |  |  | 0 | 0 | 0 | [5 empty] | 0 | #N/A | 1 | 0 | 0 | 0 | 0 | 0 | 0 | 20 | -20 | 0 | 0 | 0 | 0 | 0 | 0 | 0 | 0 | 0 |  | 0 | 0 | 0 | 0 | 0 | 0 | 0 | 0 | 0 | 0 | 0 | 0 | 0 | 0 | 0 | 0 | 0 | 0 | 0 | 0 | 0 | 0 | 0 | 0 | 0 | 0 | 0 | 0 | 0 | 0 | 0 | 0 | 0 | 0 | 0 | 0 | 0 | 0 | 0 | 0 | 0 | 0 | 0 | 0 | 0 | 0 | 0 | 0 | 0 | 0 | 0 | 0 | 0 | 0 | 0 | 0 | 0 | 0 | 0 | 0 | 0 | 0 | 0 | 0 | 0 | 0 | 0 | 0 | 0 | 0 | 0 | 0 | 0 | 0 | 0 | 0 | 0 | 0 | 0 | 0 | 0 | 0 | 0 | 0 | 0 | 0 | 0 | 0 | 0 | 0 | 0 | 0 | 0 | 0 | 0 | 0 | 0 | 0 | 0 | 0 | 0
|  |  |  | 0 | 0 | 0 | [5 empty] | 0 | #N/A | 1 | 0 | 0 | 0 | 0 | 0 | 0 | 20 | -20 | 0 | 0 | 0 | 0 | 0 | 0 | 0 | 0 | 0 |  | 0 | 0 | 0 | 0 | 0 | 0 | 0 | 0 | 0 | 0 | 0 | 0 | 0 | 0 | 0 | 0 | 0 | 0 | 0 | 0 | 0 | 0 | 0 | 0 | 0 | 0 | 0 | 0 | 0 | 0 | 0 | 0 | 0 | 0 | 0 | 0 | 0 | 0 | 0 | 0 | 0 | 0 | 0 | 0 | 0 | 0 | 0 | 0 | 0 | 0 | 0 | 0 | 0 | 0 | 0 | 0 | 0 | 0 | 0 | 0 | 0 | 0 | 0 | 0 | 0 | 0 | 0 | 0 | 0 | 0 | 0 | 0 | 0 | 0 | 0 | 0 | 0 | 0 | 0 | 0 | 0 | 0 | 0 | 0 | 0 | 0 | 0 | 0 | 0 | 0 | 0 | 0 | 0 | 0 | 0 | 0 | 0 | 0 | 0 | 0 | 0
|  |  |  | 0 | 0 | 0 | [5 empty] | 0 | #N/A | 1 | 0 | 0 | 0 | 0 | 0 | 0 | 20 | -20 | 0 | 0 | 0 | 0 | 0 | 0 | 0 | 0 | 0 |  | 0 | 0 | 0 | 0 | 0 | 0 | 0 | 0 | 0 | 0 | 0 | 0 | 0 | 0 | 0 | 0 | 0 | 0 | 0 | 0 | 0 | 0 | 0 | 0 | 0 | 0 | 0 | 0 | 0 | 0 | 0 | 0 | 0 | 0 | 0 | 0 | 0 | 0 | 0 | 0 | 0 | 0 | 0 | 0 | 0 | 0 | 0 | 0 | 0 | 0 | 0 | 0 | 0 | 0 | 0 | 0 | 0 | 0 | 0 | 0 | 0 | 0 | 0 | 0 | 0 | 0 | 0 | 0 | 0 | 0 | 0 | 0 | 0 | 0 | 0 | 0 | 0 | 0 | 0 | 0 | 0 | 0 | 0 | 0 | 0 | 0 | 0 | 0 | 0 | 0 | 0 | 0 | 0 | 0 | 0 | 0 | 0 | 0 | 0 | 0 | 0
|  |  |  | 0 | 0 | 0 | [5 empty] | 0 | #N/A | 1 | 0 | 0 | 0 | 0 | 0 | 0 | 20 | -20 | 0 | 0 | 0 | 0 | 0 | 0 | 0 | 0 | 0 |  | 0 | 0 | 0 | 0 | 0 | 0 | 0 | 0 | 0 | 0 | 0 | 0 | 0 | 0 | 0 | 0 | 0 | 0 | 0 | 0 | 0 | 0 | 0 | 0 | 0 | 0 | 0 | 0 | 0 | 0 | 0 | 0 | 0 | 0 | 0 | 0 | 0 | 0 | 0 | 0 | 0 | 0 | 0 | 0 | 0 | 0 | 0 | 0 | 0 | 0 | 0 | 0 | 0 | 0 | 0 | 0 | 0 | 0 | 0 | 0 | 0 | 0 | 0 | 0 | 0 | 0 | 0 | 0 | 0 | 0 | 0 | 0 | 0 | 0 | 0 | 0 | 0 | 0 | 0 | 0 | 0 | 0 | 0 | 0 | 0 | 0 | 0 | 0 | 0 | 0 | 0 | 0 | 0 | 0 | 0 | 0 | 0 | 0 | 0 | 0 | 0
|  |  |  | 0 | 0 | 0 | [5 empty] | 0 | #N/A | 1 | 0 | 0 | 0 | 0 | 0 | 0 | 20 | -20 | 0 | 0 | 0 | 0 | 0 | 0 | 0 | 0 | 0 |  | 0 | 0 | 0 | 0 | 0 | 0 | 0 | 0 | 0 | 0 | 0 | 0 | 0 | 0 | 0 | 0 | 0 | 0 | 0 | 0 | 0 | 0 | 0 | 0 | 0 | 0 | 0 | 0 | 0 | 0 | 0 | 0 | 0 | 0 | 0 | 0 | 0 | 0 | 0 | 0 | 0 | 0 | 0 | 0 | 0 | 0 | 0 | 0 | 0 | 0 | 0 | 0 | 0 | 0 | 0 | 0 | 0 | 0 | 0 | 0 | 0 | 0 | 0 | 0 | 0 | 0 | 0 | 0 | 0 | 0 | 0 | 0 | 0 | 0 | 0 | 0 | 0 | 0 | 0 | 0 | 0 | 0 | 0 | 0 | 0 | 0 | 0 | 0 | 0 | 0 | 0 | 0 | 0 | 0 | 0 | 0 | 0 | 0 | 0 | 0 | 0
|  |  |  | 0 | 0 | 0 | [5 empty] | 0 | #N/A | 1 | 0 | 0 | 0 | 0 | 0 | 0 | 20 | -20 | 0 | 0 | 0 | 0 | 0 | 0 | 0 | 0 | 0 |  | 0 | 0 | 0 | 0 | 0 | 0 | 0 | 0 | 0 | 0 | 0 | 0 | 0 | 0 | 0 | 0 | 0 | 0 | 0 | 0 | 0 | 0 | 0 | 0 | 0 | 0 | 0 | 0 | 0 | 0 | 0 | 0 | 0 | 0 | 0 | 0 | 0 | 0 | 0 | 0 | 0 | 0 | 0 | 0 | 0 | 0 | 0 | 0 | 0 | 0 | 0 | 0 | 0 | 0 | 0 | 0 | 0 | 0 | 0 | 0 | 0 | 0 | 0 | 0 | 0 | 0 | 0 | 0 | 0 | 0 | 0 | 0 | 0 | 0 | 0 | 0 | 0 | 0 | 0 | 0 | 0 | 0 | 0 | 0 | 0 | 0 | 0 | 0 | 0 | 0 | 0 | 0 | 0 | 0 | 0 | 0 | 0 | 0 | 0 | 0 | 0
|  |  |  | 0 | 0 | 0 | [5 empty] | 0 | #N/A | 1 | 0 | 0 | 0 | 0 | 0 | 0 | 20 | -20 | 0 | 0 | 0 | 0 | 0 | 0 | 0 | 0 | 0 |  | 0 | 0 | 0 | 0 | 0 | 0 | 0 | 0 | 0 | 0 | 0 | 0 | 0 | 0 | 0 | 0 | 0 | 0 | 0 | 0 | 0 | 0 | 0 | 0 | 0 | 0 | 0 | 0 | 0 | 0 | 0 | 0 | 0 | 0 | 0 | 0 | 0 | 0 | 0 | 0 | 0 | 0 | 0 | 0 | 0 | 0 | 0 | 0 | 0 | 0 | 0 | 0 | 0 | 0 | 0 | 0 | 0 | 0 | 0 | 0 | 0 | 0 | 0 | 0 | 0 | 0 | 0 | 0 | 0 | 0 | 0 | 0 | 0 | 0 | 0 | 0 | 0 | 0 | 0 | 0 | 0 | 0 | 0 | 0 | 0 | 0 | 0 | 0 | 0 | 0 | 0 | 0 | 0 | 0 | 0 | 0 | 0 | 0 | 0 | 0 | 0
|  |  |  | 0 | 0 | 0 | [5 empty] | 0 | #N/A | 1 | 0 | 0 | 0 | 0 | 0 | 0 | 20 | -20 | 0 | 0 | 0 | 0 | 0 | 0 | 0 | 0 | 0 |  | 0 | 0 | 0 | 0 | 0 | 0 | 0 | 0 | 0 | 0 | 0 | 0 | 0 | 0 | 0 | 0 | 0 | 0 | 0 | 0 | 0 | 0 | 0 | 0 | 0 | 0 | 0 | 0 | 0 | 0 | 0 | 0 | 0 | 0 | 0 | 0 | 0 | 0 | 0 | 0 | 0 | 0 | 0 | 0 | 0 | 0 | 0 | 0 | 0 | 0 | 0 | 0 | 0 | 0 | 0 | 0 | 0 | 0 | 0 | 0 | 0 | 0 | 0 | 0 | 0 | 0 | 0 | 0 | 0 | 0 | 0 | 0 | 0 | 0 | 0 | 0 | 0 | 0 | 0 | 0 | 0 | 0 | 0 | 0 | 0 | 0 | 0 | 0 | 0 | 0 | 0 | 0 | 0 | 0 | 0 | 0 | 0 | 0 | 0 | 0 | 0
|  |  |  | 0 | 0 | 0 | [5 empty] | 0 | #N/A | 1 | 0 | 0 | 0 | 0 | 0 | 0 | 20 | -20 | 0 | 0 | 0 | 0 | 0 | 0 | 0 | 0 | 0 |  | 0 | 0 | 0 | 0 | 0 | 0 | 0 | 0 | 0 | 0 | 0 | 0 | 0 | 0 | 0 | 0 | 0 | 0 | 0 | 0 | 0 | 0 | 0 | 0 | 0 | 0 | 0 | 0 | 0 | 0 | 0 | 0 | 0 | 0 | 0 | 0 | 0 | 0 | 0 | 0 | 0 | 0 | 0 | 0 | 0 | 0 | 0 | 0 | 0 | 0 | 0 | 0 | 0 | 0 | 0 | 0 | 0 | 0 | 0 | 0 | 0 | 0 | 0 | 0 | 0 | 0 | 0 | 0 | 0 | 0 | 0 | 0 | 0 | 0 | 0 | 0 | 0 | 0 | 0 | 0 | 0 | 0 | 0 | 0 | 0 | 0 | 0 | 0 | 0 | 0 | 0 | 0 | 0 | 0 | 0 | 0 | 0 | 0 | 0 | 0 | 0
|  |  |  | 0 | 0 | 0 | [5 empty] | 0 | #N/A | 1 | 0 | 0 | 0 | 0 | 0 | 0 | 20 | -20 | 0 | 0 | 0 | 0 | 0 | 0 | 0 | 0 | 0 |  | 0 | 0 | 0 | 0 | 0 | 0 | 0 | 0 | 0 | 0 | 0 | 0 | 0 | 0 | 0 | 0 | 0 | 0 | 0 | 0 | 0 | 0 | 0 | 0 | 0 | 0 | 0 | 0 | 0 | 0 | 0 | 0 | 0 | 0 | 0 | 0 | 0 | 0 | 0 | 0 | 0 | 0 | 0 | 0 | 0 | 0 | 0 | 0 | 0 | 0 | 0 | 0 | 0 | 0 | 0 | 0 | 0 | 0 | 0 | 0 | 0 | 0 | 0 | 0 | 0 | 0 | 0 | 0 | 0 | 0 | 0 | 0 | 0 | 0 | 0 | 0 | 0 | 0 | 0 | 0 | 0 | 0 | 0 | 0 | 0 | 0 | 0 | 0 | 0 | 0 | 0 | 0 | 0 | 0 | 0 | 0 | 0 | 0 | 0 | 0 | 0
|  |  |  | 0 | 0 | 0 | [5 empty] | 0 | #N/A | 1 | 0 | 0 | 0 | 0 | 0 | 0 | 20 | -20 | 0 | 0 | 0 | 0 | 0 | 0 | 0 | 0 | 0 |  | 0 | 0 | 0 | 0 | 0 | 0 | 0 | 0 | 0 | 0 | 0 | 0 | 0 | 0 | 0 | 0 | 0 | 0 | 0 | 0 | 0 | 0 | 0 | 0 | 0 | 0 | 0 | 0 | 0 | 0 | 0 | 0 | 0 | 0 | 0 | 0 | 0 | 0 | 0 | 0 | 0 | 0 | 0 | 0 | 0 | 0 | 0 | 0 | 0 | 0 | 0 | 0 | 0 | 0 | 0 | 0 | 0 | 0 | 0 | 0 | 0 | 0 | 0 | 0 | 0 | 0 | 0 | 0 | 0 | 0 | 0 | 0 | 0 | 0 | 0 | 0 | 0 | 0 | 0 | 0 | 0 | 0 | 0 | 0 | 0 | 0 | 0 | 0 | 0 | 0 | 0 | 0 | 0 | 0 | 0 | 0 | 0 | 0 | 0 | 0 | 0
[20 empty] | Over-write |  |  |  | Annual CO value | PV of CO | Annual REC cost | PV of RECs | Annual pollution
| Total | 1067555.6858 | ekWh | 26000 | 0 | 189927.6576 | - | - | 100000 | 0 | 12000 | 68639.2853 |  |  |  | Over-write | Utility cost | O&M cost |  | Elec emissions |  |  |  | 0 | 0 | 0 | 0
| User-Reported Total |  | ekWh |  |  |  | - | - | - | - |  | - | NPV | 1096628.4266 |  | PV of lifetime | 0 | 0 |  | Non-elec emissions |  |  |  | 0 | 0
[13 empty] | Year 0 annual costs | 45597.1063 |  |  |  |  | Non-over-write | Elec emissions |  |  |  | 0 |  | 0
[13 empty] | Elec Emissions |  | 0 | Util cost | 26000 |  |  | Non-elec emissions |  |  |  | 3798.5532
[13 empty] | Non-Elec emissions |  | 189927.6576 | O&M Cost | 12000
SCENARIO 1 |  |  |  |  | Combustion Free? | [14 empty] | Elec weight |  |  |  | #DIV/0!
[20 empty] | Cost weighted avg. Esc Rate |  |  |  | #DIV/0! | [7 empty] | Discount factor | 1 | 0.97087 | 0.9426 | 0.91514 | 0.88849 | 0.86261 | 0.83748 | 0.81309 | 0.78941 | 0.76642 | 0.74409 | 0.72242 | 0.70138 | 0.68095 | 0.66112 | 0.64186 | 0.62317 | 0.60502 | 0.58739 | 0.57029 | 0.55368 | 0.53755 | 0.52189 | 0.50669 | 0.49193 | 0.47761 | 0.46369 | 0.45019 | 0.43708 | 0.42435 | 0.41199 | 0.39999 | 0.38834 | 0.37703 | 0.36604 | 0.35538 | 0.34503 | 0.33498 | 0.32523 | 0.31575 | 0.30656 | 0.29763 | 0.28896 | 0.28054 | 0.27237 | 0.26444 | 0.25674 | 0.24926 | 0.242 | 0.23495 | 0.22811 | 0.22146 | 0.21501 | 0.20875 | 0.20267 | 0.19677 | 0.19104 | 0.18547 | 0.18007 | 0.17483 | 0.16973 | 0.16479 | 0.15999 | 0.15533 | 0.15081 | 0.14641 | 0.14215 | 0.13801 | 0.13399 | 0.13009 | 0.1263 | 0.12262 | 0.11905 | 0.11558 | 0.11221 | 0.10895 | 0.10577 | 0.10269 | 0.0997 | 0.096796 | 0.093977 | 0.09124 | 0.088582 | 0.086002 | 0.083497 | 0.081065 | 0.078704 | 0.076412 | 0.074186 | 0.072026 | 0.069928 | 0.067891 | 0.065914 | 0.063994 | 0.06213 | 0.06032 | 0.058563 | 0.056858 | 0.055202 | 0.053594 | 0.052033
Equipment / Measure | Utility | Annual Utility Consumption | Units | Annual Fuel Cost | Electric GHG (kg CO₂e) | Other Fuels GHG (kg CO₂e) | Lifetime (yrs) | Age (0=new) | Capital Cost | Incentive Value | Annual O&M Cost | Depreciated Value | Elec? | Util Esc. Rate | PV of Lifetime util costs | Util cons (kBtu) | Util cons (kWh) | Elec emissions (kgCO2) | Non-elec Emissions (kgCO2) | Years Accounted | Remaining Project Life | Remaining Equipment Life | Initial age | PV of Lifetime O&M cost | PV of lifetime pol cost (ELEC | PV of lifetime pol. Cost (Non-ELEC) | PV of lifetime cap cost | PV of RECs for Elec | PV of Carb. Offs for Elec | PV of Carb. Offs for non-elec | NPV Total | Year | 0 | 1 | 2 | 3 | 4 | 5 | 6 | 7 | 8 | 9 | 10 | 11 | 12 | 13 | 14 | 15 | 16 | 17 | 18 | 19 | 20 | 21 | 22 | 23 | 24 | 25 | 26 | 27 | 28 | 29 | 30 | 31 | 32 | 33 | 34 | 35 | 36 | 37 | 38 | 39 | 40 | 41 | 42 | 43 | 44 | 45 | 46 | 47 | 48 | 49 | 50 | 51 | 52 | 53 | 54 | 55 | 56 | 57 | 58 | 59 | 60 | 61 | 62 | 63 | 64 | 65 | 66 | 67 | 68 | 69 | 70 | 71 | 72 | 73 | 74 | 75 | 76 | 77 | 78 | 79 | 80 | 81 | 82 | 83 | 84 | 85 | 86 | 87 | 88 | 89 | 90 | 91 | 92 | 93 | 94 | 95 | 96 | 97 | 98 | 99 | 100
|  |  |  | 0 | 0 | 0 | [5 empty] | 0 | #N/A | 1 | 0 | 0 | 0 | 0 | 0 | 0 | 20 | -20 | 0 | 0 | 0 | 0 | 0 | 0 | 0 | 0 | 0 | Capital Cost (FV) | 0 | 0 | 0 | 0 | 0 | 0 | 0 | 0 | 0 | 0 | 0 | 0 | 0 | 0 | 0 | 0 | 0 | 0 | 0 | 0 | 0 | 0 | 0 | 0 | 0 | 0 | 0 | 0 | 0 | 0 | 0 | 0 | 0 | 0 | 0 | 0 | 0 | 0 | 0 | 0 | 0 | 0 | 0 | 0 | 0 | 0 | 0 | 0 | 0 | 0 | 0 | 0 | 0 | 0 | 0 | 0 | 0 | 0 | 0 | 0 | 0 | 0 | 0 | 0 | 0 | 0 | 0 | 0 | 0 | 0 | 0 | 0 | 0 | 0 | 0 | 0 | 0 | 0 | 0 | 0 | 0 | 0 | 0 | 0 | 0 | 0 | 0 | 0 | 0 | 0 | 0 | 0 | 0 | 0 | 0 | 0 | 0 | 0 | 0 | 0 | 0
|  |  |  | 0 | 0 | 0 | [5 empty] | 0 | #N/A | 1 | 0 | 0 | 0 | 0 | 0 | 0 | 20 | -20 | 0 | 0 | 0 | 0 | 0 | 0 | 0 | 0 | 0 |  | 0 | 0 | 0 | 0 | 0 | 0 | 0 | 0 | 0 | 0 | 0 | 0 | 0 | 0 | 0 | 0 | 0 | 0 | 0 | 0 | 0 | 0 | 0 | 0 | 0 | 0 | 0 | 0 | 0 | 0 | 0 | 0 | 0 | 0 | 0 | 0 | 0 | 0 | 0 | 0 | 0 | 0 | 0 | 0 | 0 | 0 | 0 | 0 | 0 | 0 | 0 | 0 | 0 | 0 | 0 | 0 | 0 | 0 | 0 | 0 | 0 | 0 | 0 | 0 | 0 | 0 | 0 | 0 | 0 | 0 | 0 | 0 | 0 | 0 | 0 | 0 | 0 | 0 | 0 | 0 | 0 | 0 | 0 | 0 | 0 | 0 | 0 | 0 | 0 | 0 | 0 | 0 | 0 | 0 | 0 | 0 | 0 | 0 | 0 | 0 | 0
|  |  |  | 0 | 0 | 0 | [5 empty] | 0 | #N/A | 1 | 0 | 0 | 0 | 0 | 0 | 0 | 20 | -20 | 0 | 0 | 0 | 0 | 0 | 0 | 0 | 0 | 0 |  | 0 | 0 | 0 | 0 | 0 | 0 | 0 | 0 | 0 | 0 | 0 | 0 | 0 | 0 | 0 | 0 | 0 | 0 | 0 | 0 | 0 | 0 | 0 | 0 | 0 | 0 | 0 | 0 | 0 | 0 | 0 | 0 | 0 | 0 | 0 | 0 | 0 | 0 | 0 | 0 | 0 | 0 | 0 | 0 | 0 | 0 | 0 | 0 | 0 | 0 | 0 | 0 | 0 | 0 | 0 | 0 | 0 | 0 | 0 | 0 | 0 | 0 | 0 | 0 | 0 | 0 | 0 | 0 | 0 | 0 | 0 | 0 | 0 | 0 | 0 | 0 | 0 | 0 | 0 | 0 | 0 | 0 | 0 | 0 | 0 | 0 | 0 | 0 | 0 | 0 | 0 | 0 | 0 | 0 | 0 | 0 | 0 | 0 | 0 | 0 | 0
|  |  |  | 0 | 0 | 0 | [5 empty] | 0 | #N/A | 1 | 0 | 0 | 0 | 0 | 0 | 0 | 20 | -20 | 0 | 0 | 0 | 0 | 0 | 0 | 0 | 0 | 0 |  | 0 | 0 | 0 | 0 | 0 | 0 | 0 | 0 | 0 | 0 | 0 | 0 | 0 | 0 | 0 | 0 | 0 | 0 | 0 | 0 | 0 | 0 | 0 | 0 | 0 | 0 | 0 | 0 | 0 | 0 | 0 | 0 | 0 | 0 | 0 | 0 | 0 | 0 | 0 | 0 | 0 | 0 | 0 | 0 | 0 | 0 | 0 | 0 | 0 | 0 | 0 | 0 | 0 | 0 | 0 | 0 | 0 | 0 | 0 | 0 | 0 | 0 | 0 | 0 | 0 | 0 | 0 | 0 | 0 | 0 | 0 | 0 | 0 | 0 | 0 | 0 | 0 | 0 | 0 | 0 | 0 | 0 | 0 | 0 | 0 | 0 | 0 | 0 | 0 | 0 | 0 | 0 | 0 | 0 | 0 | 0 | 0 | 0 | 0 | 0 | 0
|  |  |  | 0 | 0 | 0 | [5 empty] | 0 | #N/A | 1 | 0 | 0 | 0 | 0 | 0 | 0 | 20 | -20 | 0 | 0 | 0 | 0 | 0 | 0 | 0 | 0 | 0 |  | 0 | 0 | 0 | 0 | 0 | 0 | 0 | 0 | 0 | 0 | 0 | 0 | 0 | 0 | 0 | 0 | 0 | 0 | 0 | 0 | 0 | 0 | 0 | 0 | 0 | 0 | 0 | 0 | 0 | 0 | 0 | 0 | 0 | 0 | 0 | 0 | 0 | 0 | 0 | 0 | 0 | 0 | 0 | 0 | 0 | 0 | 0 | 0 | 0 | 0 | 0 | 0 | 0 | 0 | 0 | 0 | 0 | 0 | 0 | 0 | 0 | 0 | 0 | 0 | 0 | 0 | 0 | 0 | 0 | 0 | 0 | 0 | 0 | 0 | 0 | 0 | 0 | 0 | 0 | 0 | 0 | 0 | 0 | 0 | 0 | 0 | 0 | 0 | 0 | 0 | 0 | 0 | 0 | 0 | 0 | 0 | 0 | 0 | 0 | 0 | 0
|  |  |  | 0 | 0 | 0 | [5 empty] | 0 | #N/A | 1 | 0 | 0 | 0 | 0 | 0 | 0 | 20 | -20 | 0 | 0 | 0 | 0 | 0 | 0 | 0 | 0 | 0 |  | 0 | 0 | 0 | 0 | 0 | 0 | 0 | 0 | 0 | 0 | 0 | 0 | 0 | 0 | 0 | 0 | 0 | 0 | 0 | 0 | 0 | 0 | 0 | 0 | 0 | 0 | 0 | 0 | 0 | 0 | 0 | 0 | 0 | 0 | 0 | 0 | 0 | 0 | 0 | 0 | 0 | 0 | 0 | 0 | 0 | 0 | 0 | 0 | 0 | 0 | 0 | 0 | 0 | 0 | 0 | 0 | 0 | 0 | 0 | 0 | 0 | 0 | 0 | 0 | 0 | 0 | 0 | 0 | 0 | 0 | 0 | 0 | 0 | 0 | 0 | 0 | 0 | 0 | 0 | 0 | 0 | 0 | 0 | 0 | 0 | 0 | 0 | 0 | 0 | 0 | 0 | 0 | 0 | 0 | 0 | 0 | 0 | 0 | 0 | 0 | 0
|  |  |  | 0 | 0 | 0 | [5 empty] | 0 | #N/A | 1 | 0 | 0 | 0 | 0 | 0 | 0 | 20 | -20 | 0 | 0 | 0 | 0 | 0 | 0 | 0 | 0 | 0 |  | 0 | 0 | 0 | 0 | 0 | 0 | 0 | 0 | 0 | 0 | 0 | 0 | 0 | 0 | 0 | 0 | 0 | 0 | 0 | 0 | 0 | 0 | 0 | 0 | 0 | 0 | 0 | 0 | 0 | 0 | 0 | 0 | 0 | 0 | 0 | 0 | 0 | 0 | 0 | 0 | 0 | 0 | 0 | 0 | 0 | 0 | 0 | 0 | 0 | 0 | 0 | 0 | 0 | 0 | 0 | 0 | 0 | 0 | 0 | 0 | 0 | 0 | 0 | 0 | 0 | 0 | 0 | 0 | 0 | 0 | 0 | 0 | 0 | 0 | 0 | 0 | 0 | 0 | 0 | 0 | 0 | 0 | 0 | 0 | 0 | 0 | 0 | 0 | 0 | 0 | 0 | 0 | 0 | 0 | 0 | 0 | 0 | 0 | 0 | 0 | 0
|  |  |  | 0 | 0 | 0 | [5 empty] | 0 | #N/A | 1 | 0 | 0 | 0 | 0 | 0 | 0 | 20 | -20 | 0 | 0 | 0 | 0 | 0 | 0 | 0 | 0 | 0 |  | 0 | 0 | 0 | 0 | 0 | 0 | 0 | 0 | 0 | 0 | 0 | 0 | 0 | 0 | 0 | 0 | 0 | 0 | 0 | 0 | 0 | 0 | 0 | 0 | 0 | 0 | 0 | 0 | 0 | 0 | 0 | 0 | 0 | 0 | 0 | 0 | 0 | 0 | 0 | 0 | 0 | 0 | 0 | 0 | 0 | 0 | 0 | 0 | 0 | 0 | 0 | 0 | 0 | 0 | 0 | 0 | 0 | 0 | 0 | 0 | 0 | 0 | 0 | 0 | 0 | 0 | 0 | 0 | 0 | 0 | 0 | 0 | 0 | 0 | 0 | 0 | 0 | 0 | 0 | 0 | 0 | 0 | 0 | 0 | 0 | 0 | 0 | 0 | 0 | 0 | 0 | 0 | 0 | 0 | 0 | 0 | 0 | 0 | 0 | 0 | 0
|  |  |  | 0 | 0 | 0 | [5 empty] | 0 | #N/A | 1 | 0 | 0 | 0 | 0 | 0 | 0 | 20 | -20 | 0 | 0 | 0 | 0 | 0 | 0 | 0 | 0 | 0 |  | 0 | 0 | 0 | 0 | 0 | 0 | 0 | 0 | 0 | 0 | 0 | 0 | 0 | 0 | 0 | 0 | 0 | 0 | 0 | 0 | 0 | 0 | 0 | 0 | 0 | 0 | 0 | 0 | 0 | 0 | 0 | 0 | 0 | 0 | 0 | 0 | 0 | 0 | 0 | 0 | 0 | 0 | 0 | 0 | 0 | 0 | 0 | 0 | 0 | 0 | 0 | 0 | 0 | 0 | 0 | 0 | 0 | 0 | 0 | 0 | 0 | 0 | 0 | 0 | 0 | 0 | 0 | 0 | 0 | 0 | 0 | 0 | 0 | 0 | 0 | 0 | 0 | 0 | 0 | 0 | 0 | 0 | 0 | 0 | 0 | 0 | 0 | 0 | 0 | 0 | 0 | 0 | 0 | 0 | 0 | 0 | 0 | 0 | 0 | 0 | 0
|  |  |  | 0 | 0 | 0 | [5 empty] | 0 | #N/A | 1 | 0 | 0 | 0 | 0 | 0 | 0 | 20 | -20 | 0 | 0 | 0 | 0 | 0 | 0 | 0 | 0 | 0 |  | 0 | 0 | 0 | 0 | 0 | 0 | 0 | 0 | 0 | 0 | 0 | 0 | 0 | 0 | 0 | 0 | 0 | 0 | 0 | 0 | 0 | 0 | 0 | 0 | 0 | 0 | 0 | 0 | 0 | 0 | 0 | 0 | 0 | 0 | 0 | 0 | 0 | 0 | 0 | 0 | 0 | 0 | 0 | 0 | 0 | 0 | 0 | 0 | 0 | 0 | 0 | 0 | 0 | 0 | 0 | 0 | 0 | 0 | 0 | 0 | 0 | 0 | 0 | 0 | 0 | 0 | 0 | 0 | 0 | 0 | 0 | 0 | 0 | 0 | 0 | 0 | 0 | 0 | 0 | 0 | 0 | 0 | 0 | 0 | 0 | 0 | 0 | 0 | 0 | 0 | 0 | 0 | 0 | 0 | 0 | 0 | 0 | 0 | 0 | 0 | 0
|  |  |  | 0 | 0 | 0 | [5 empty] | 0 | #N/A | 1 | 0 | 0 | 0 | 0 | 0 | 0 | 20 | -20 | 0 | 0 | 0 | 0 | 0 | 0 | 0 | 0 | 0 |  | 0 | 0 | 0 | 0 | 0 | 0 | 0 | 0 | 0 | 0 | 0 | 0 | 0 | 0 | 0 | 0 | 0 | 0 | 0 | 0 | 0 | 0 | 0 | 0 | 0 | 0 | 0 | 0 | 0 | 0 | 0 | 0 | 0 | 0 | 0 | 0 | 0 | 0 | 0 | 0 | 0 | 0 | 0 | 0 | 0 | 0 | 0 | 0 | 0 | 0 | 0 | 0 | 0 | 0 | 0 | 0 | 0 | 0 | 0 | 0 | 0 | 0 | 0 | 0 | 0 | 0 | 0 | 0 | 0 | 0 | 0 | 0 | 0 | 0 | 0 | 0 | 0 | 0 | 0 | 0 | 0 | 0 | 0 | 0 | 0 | 0 | 0 | 0 | 0 | 0 | 0 | 0 | 0 | 0 | 0 | 0 | 0 | 0 | 0 | 0 | 0
|  |  |  | 0 | 0 | 0 | [5 empty] | 0 | #N/A | 1 | 0 | 0 | 0 | 0 | 0 | 0 | 20 | -20 | 0 | 0 | 0 | 0 | 0 | 0 | 0 | 0 | 0 |  | 0 | 0 | 0 | 0 | 0 | 0 | 0 | 0 | 0 | 0 | 0 | 0 | 0 | 0 | 0 | 0 | 0 | 0 | 0 | 0 | 0 | 0 | 0 | 0 | 0 | 0 | 0 | 0 | 0 | 0 | 0 | 0 | 0 | 0 | 0 | 0 | 0 | 0 | 0 | 0 | 0 | 0 | 0 | 0 | 0 | 0 | 0 | 0 | 0 | 0 | 0 | 0 | 0 | 0 | 0 | 0 | 0 | 0 | 0 | 0 | 0 | 0 | 0 | 0 | 0 | 0 | 0 | 0 | 0 | 0 | 0 | 0 | 0 | 0 | 0 | 0 | 0 | 0 | 0 | 0 | 0 | 0 | 0 | 0 | 0 | 0 | 0 | 0 | 0 | 0 | 0 | 0 | 0 | 0 | 0 | 0 | 0 | 0 | 0 | 0 | 0
|  |  |  | 0 | 0 | 0 | [5 empty] | 0 | #N/A | 1 | 0 | 0 | 0 | 0 | 0 | 0 | 20 | -20 | 0 | 0 | 0 | 0 | 0 | 0 | 0 | 0 | 0 |  | 0 | 0 | 0 | 0 | 0 | 0 | 0 | 0 | 0 | 0 | 0 | 0 | 0 | 0 | 0 | 0 | 0 | 0 | 0 | 0 | 0 | 0 | 0 | 0 | 0 | 0 | 0 | 0 | 0 | 0 | 0 | 0 | 0 | 0 | 0 | 0 | 0 | 0 | 0 | 0 | 0 | 0 | 0 | 0 | 0 | 0 | 0 | 0 | 0 | 0 | 0 | 0 | 0 | 0 | 0 | 0 | 0 | 0 | 0 | 0 | 0 | 0 | 0 | 0 | 0 | 0 | 0 | 0 | 0 | 0 | 0 | 0 | 0 | 0 | 0 | 0 | 0 | 0 | 0 | 0 | 0 | 0 | 0 | 0 | 0 | 0 | 0 | 0 | 0 | 0 | 0 | 0 | 0 | 0 | 0 | 0 | 0 | 0 | 0 | 0 | 0
|  |  |  | 0 | 0 | 0 | [5 empty] | 0 | #N/A | 1 | 0 | 0 | 0 | 0 | 0 | 0 | 20 | -20 | 0 | 0 | 0 | 0 | 0 | 0 | 0 | 0 | 0 |  | 0 | 0 | 0 | 0 | 0 | 0 | 0 | 0 | 0 | 0 | 0 | 0 | 0 | 0 | 0 | 0 | 0 | 0 | 0 | 0 | 0 | 0 | 0 | 0 | 0 | 0 | 0 | 0 | 0 | 0 | 0 | 0 | 0 | 0 | 0 | 0 | 0 | 0 | 0 | 0 | 0 | 0 | 0 | 0 | 0 | 0 | 0 | 0 | 0 | 0 | 0 | 0 | 0 | 0 | 0 | 0 | 0 | 0 | 0 | 0 | 0 | 0 | 0 | 0 | 0 | 0 | 0 | 0 | 0 | 0 | 0 | 0 | 0 | 0 | 0 | 0 | 0 | 0 | 0 | 0 | 0 | 0 | 0 | 0 | 0 | 0 | 0 | 0 | 0 | 0 | 0 | 0 | 0 | 0 | 0 | 0 | 0 | 0 | 0 | 0 | 0
[20 empty] | Over-write |  |  |  | Annual CO value | PV of CO | Annual REC cost | PV of RECs | Annual pollution
| Total | 0 | ekWh | 0 | 0 | 0 | - | - | 0 | 0 | 0 | 0 |  |  |  | Over-write | Utility cost | O&M cost |  | Elec emissions |  |  |  | 0 | 0 | 0 | 0 |  |  |  | IRR Calcs | Expenses | #DIV/0! | #DIV/0! | #DIV/0! | #DIV/0! | #DIV/0! | #DIV/0! | #DIV/0! | #DIV/0! | #DIV/0! | #DIV/0! | #DIV/0! | #DIV/0! | #DIV/0! | #DIV/0! | #DIV/0! | #DIV/0! | #DIV/0! | #DIV/0! | #DIV/0! | #DIV/0! | 0 | 0 | 0 | 0 | 0 | 0 | 0 | 0 | 0 | 0 | 0 | 0 | 0 | 0 | 0 | 0 | 0 | 0 | 0 | 0 | 0 | 0 | 0 | 0 | 0 | 0 | 0 | 0 | 0 | 0 | 0 | 0 | 0 | 0 | 0 | 0 | 0 | 0 | 0 | 0 | 0 | 0 | 0 | 0 | 0 | 0 | 0 | 0 | 0 | 0 | 0 | 0 | 0 | 0 | 0 | 0 | 0 | 0 | 0 | 0 | 0 | 0 | 0 | 0 | 0 | 0 | 0 | 0 | 0 | 0 | 0 | 0 | 0 | 0 | 0 | 0 | 0 | 0 | 0 | 0 | 0
| User-Reported Total |  | ekWh |  |  |  | - | - | - | - |  | - | NPV | 0 |  | PV of lifetime | #DIV/0! | 0 |  | Non-elec emissions |  |  |  | 0 | 0 | [6 empty] | Income | 145597.1063 | 46509.0484 | 47442.2682 | 48397.3128 | 49374.7452 | 50375.1444 | 51399.1066 | 52447.2453 | 170686.13 | 54618.5963 | 55743.1277 | 56894.4749 | 58073.3473 | 59280.4753 | 60516.6112 | 61782.5296 | 200357.5993 | 64406.9306 | 65767.0823 | 67160.3563 | 0 | 0 | 0 | 0 | 0 | 0 | 0 | 0 | 0 | 0 | 0 | 0 | 0 | 0 | 0 | 0 | 0 | 0 | 0 | 0 | 0 | 0 | 0 | 0 | 0 | 0 | 0 | 0 | 0 | 0 | 0 | 0 | 0 | 0 | 0 | 0 | 0 | 0 | 0 | 0 | 0 | 0 | 0 | 0 | 0 | 0 | 0 | 0 | 0 | 0 | 0 | 0 | 0 | 0 | 0 | 0 | 0 | 0 | 0 | 0 | 0 | 0 | 0 | 0 | 0 | 0 | 0 | 0 | 0 | 0 | 0 | 0 | 0 | 0 | 0 | 0 | 0 | 0 | 0 | 0 | 0
[13 empty] | Year 0 annual costs | 0 |  |  |  |  | Non-over-write | Elec emissions |  |  |  | 0 |  | 0 | [5 empty] | Net | #DIV/0! | #DIV/0! | #DIV/0! | #DIV/0! | #DIV/0! | #DIV/0! | #DIV/0! | #DIV/0! | #DIV/0! | #DIV/0! | #DIV/0! | #DIV/0! | #DIV/0! | #DIV/0! | #DIV/0! | #DIV/0! | #DIV/0! | #DIV/0! | #DIV/0! | #DIV/0! | 0 | 0 | 0 | 0 | 0 | 0 | 0 | 0 | 0 | 0 | 0 | 0 | 0 | 0 | 0 | 0 | 0 | 0 | 0 | 0 | 0 | 0 | 0 | 0 | 0 | 0 | 0 | 0 | 0 | 0 | 0 | 0 | 0 | 0 | 0 | 0 | 0 | 0 | 0 | 0 | 0 | 0 | 0 | 0 | 0 | 0 | 0 | 0 | 0 | 0 | 0 | 0 | 0 | 0 | 0 | 0 | 0 | 0 | 0 | 0 | 0 | 0 | 0 | 0 | 0 | 0 | 0 | 0 | 0 | 0 | 0 | 0 | 0 | 0 | 0 | 0 | 0 | 0 | 0 | 0 | 0
[13 empty] | Elec Emissions |  | 0 | Util cost | 0 |  |  | Non-elec emissions |  |  |  | 0 | [7 empty] | IRR | 0: #DIV/0!; 1: #DIV/0!
[13 empty] | Non-Elec emissions |  | 0 | O&M Cost | 0 | [14 empty] | NPV (0% discount) | 0: #DIV/0!
[32 empty] | Error? | 0: NA - see note
SCENARIO 2 |  |  |  |  | Combustion Free? | Yes - meets ZCB | [13 empty] | Elec weight |  |  |  | #DIV/0!
[20 empty] | Cost weighted avg. Esc Rate |  |  |  | #DIV/0!
Equipment / Measure | Utility | Annual Utility Consumption | Units | Annual Fuel Cost | Electric GHG (kg CO₂e) | Other Fuels GHG (kg CO₂e) | Lifetime (yrs) | Age (0=new) | Capital Cost | Incentive Value | Annual O&M Cost | Depreciated Value | Elec? | Util Esc. Rate | PV of Lifetime util costs | Util cons (kBtu) | Util cons (kWh) | Elec emissions (kgCO2) | Non-elec Emissions (kgCO2) | Years Accounted | Remaining Project Life | Remaining Equipment Life | Initial age | PV of Lifetime O&M cost | PV of lifetime pol cost (ELEC | PV of lifetime pol. Cost (Non-ELEC) | PV of lifetime cap cost | PV of RECs for Elec | PV of Carb. Offs for Elec | PV of Carb. Offs for non-elec | NPV Total | Year | 0 | 1 | 2 | 3 | 4 | 5 | 6 | 7 | 8 | 9 | 10 | 11 | 12 | 13 | 14 | 15 | 16 | 17 | 18 | 19 | 20 | 21 | 22 | 23 | 24 | 25 | 26 | 27 | 28 | 29 | 30 | 31 | 32 | 33 | 34 | 35 | 36 | 37 | 38 | 39 | 40 | 41 | 42 | 43 | 44 | 45 | 46 | 47 | 48 | 49 | 50 | 51 | 52 | 53 | 54 | 55 | 56 | 57 | 58 | 59 | 60 | 61 | 62 | 63 | 64 | 65 | 66 | 67 | 68 | 69 | 70 | 71 | 72 | 73 | 74 | 75 | 76 | 77 | 78 | 79 | 80 | 81 | 82 | 83 | 84 | 85 | 86 | 87 | 88 | 89 | 90 | 91 | 92 | 93 | 94 | 95 | 96 | 97 | 98 | 99 | 100
|  |  |  | 0 | 0 | 0 | [5 empty] | 0 | #N/A | 1 | 0 | 0 | 0 | 0 | 0 | 0 | 20 | -20 | 0 | 0 | 0 | 0 | 0 | 0 | 0 | 0 | 0 | Capital Cost table | 0 | 0 | 0 | 0 | 0 | 0 | 0 | 0 | 0 | 0 | 0 | 0 | 0 | 0 | 0 | 0 | 0 | 0 | 0 | 0 | 0 | 0 | 0 | 0 | 0 | 0 | 0 | 0 | 0 | 0 | 0 | 0 | 0 | 0 | 0 | 0 | 0 | 0 | 0 | 0 | 0 | 0 | 0 | 0 | 0 | 0 | 0 | 0 | 0 | 0 | 0 | 0 | 0 | 0 | 0 | 0 | 0 | 0 | 0 | 0 | 0 | 0 | 0 | 0 | 0 | 0 | 0 | 0 | 0 | 0 | 0 | 0 | 0 | 0 | 0 | 0 | 0 | 0 | 0 | 0 | 0 | 0 | 0 | 0 | 0 | 0 | 0 | 0 | 0 | 0 | 0 | 0 | 0 | 0 | 0 | 0 | 0 | 0 | 0 | 0 | 0
|  |  |  | 0 | 0 | 0 | [5 empty] | 0 | #N/A | 1 | 0 | 0 | 0 | 0 | 0 | 0 | 20 | -20 | 0 | 0 | 0 | 0 | 0 | 0 | 0 | 0 | 0 |  | 0 | 0 | 0 | 0 | 0 | 0 | 0 | 0 | 0 | 0 | 0 | 0 | 0 | 0 | 0 | 0 | 0 | 0 | 0 | 0 | 0 | 0 | 0 | 0 | 0 | 0 | 0 | 0 | 0 | 0 | 0 | 0 | 0 | 0 | 0 | 0 | 0 | 0 | 0 | 0 | 0 | 0 | 0 | 0 | 0 | 0 | 0 | 0 | 0 | 0 | 0 | 0 | 0 | 0 | 0 | 0 | 0 | 0 | 0 | 0 | 0 | 0 | 0 | 0 | 0 | 0 | 0 | 0 | 0 | 0 | 0 | 0 | 0 | 0 | 0 | 0 | 0 | 0 | 0 | 0 | 0 | 0 | 0 | 0 | 0 | 0 | 0 | 0 | 0 | 0 | 0 | 0 | 0 | 0 | 0 | 0 | 0 | 0 | 0 | 0 | 0
|  |  |  | 0 | 0 | 0 | [5 empty] | 0 | #N/A | 1 | 0 | 0 | 0 | 0 | 0 | 0 | 20 | -20 | 0 | 0 | 0 | 0 | 0 | 0 | 0 | 0 | 0 |  | 0 | 0 | 0 | 0 | 0 | 0 | 0 | 0 | 0 | 0 | 0 | 0 | 0 | 0 | 0 | 0 | 0 | 0 | 0 | 0 | 0 | 0 | 0 | 0 | 0 | 0 | 0 | 0 | 0 | 0 | 0 | 0 | 0 | 0 | 0 | 0 | 0 | 0 | 0 | 0 | 0 | 0 | 0 | 0 | 0 | 0 | 0 | 0 | 0 | 0 | 0 | 0 | 0 | 0 | 0 | 0 | 0 | 0 | 0 | 0 | 0 | 0 | 0 | 0 | 0 | 0 | 0 | 0 | 0 | 0 | 0 | 0 | 0 | 0 | 0 | 0 | 0 | 0 | 0 | 0 | 0 | 0 | 0 | 0 | 0 | 0 | 0 | 0 | 0 | 0 | 0 | 0 | 0 | 0 | 0 | 0 | 0 | 0 | 0 | 0 | 0
|  |  |  | 0 | 0 | 0 | [5 empty] | 0 | #N/A | 1 | 0 | 0 | 0 | 0 | 0 | 0 | 20 | -20 | 0 | 0 | 0 | 0 | 0 | 0 | 0 | 0 | 0 |  | 0 | 0 | 0 | 0 | 0 | 0 | 0 | 0 | 0 | 0 | 0 | 0 | 0 | 0 | 0 | 0 | 0 | 0 | 0 | 0 | 0 | 0 | 0 | 0 | 0 | 0 | 0 | 0 | 0 | 0 | 0 | 0 | 0 | 0 | 0 | 0 | 0 | 0 | 0 | 0 | 0 | 0 | 0 | 0 | 0 | 0 | 0 | 0 | 0 | 0 | 0 | 0 | 0 | 0 | 0 | 0 | 0 | 0 | 0 | 0 | 0 | 0 | 0 | 0 | 0 | 0 | 0 | 0 | 0 | 0 | 0 | 0 | 0 | 0 | 0 | 0 | 0 | 0 | 0 | 0 | 0 | 0 | 0 | 0 | 0 | 0 | 0 | 0 | 0 | 0 | 0 | 0 | 0 | 0 | 0 | 0 | 0 | 0 | 0 | 0 | 0
|  |  |  | 0 | 0 | 0 | [5 empty] | 0 | #N/A | 1 | 0 | 0 | 0 | 0 | 0 | 0 | 20 | -20 | 0 | 0 | 0 | 0 | 0 | 0 | 0 | 0 | 0 |  | 0 | 0 | 0 | 0 | 0 | 0 | 0 | 0 | 0 | 0 | 0 | 0 | 0 | 0 | 0 | 0 | 0 | 0 | 0 | 0 | 0 | 0 | 0 | 0 | 0 | 0 | 0 | 0 | 0 | 0 | 0 | 0 | 0 | 0 | 0 | 0 | 0 | 0 | 0 | 0 | 0 | 0 | 0 | 0 | 0 | 0 | 0 | 0 | 0 | 0 | 0 | 0 | 0 | 0 | 0 | 0 | 0 | 0 | 0 | 0 | 0 | 0 | 0 | 0 | 0 | 0 | 0 | 0 | 0 | 0 | 0 | 0 | 0 | 0 | 0 | 0 | 0 | 0 | 0 | 0 | 0 | 0 | 0 | 0 | 0 | 0 | 0 | 0 | 0 | 0 | 0 | 0 | 0 | 0 | 0 | 0 | 0 | 0 | 0 | 0 | 0
|  |  |  | 0 | 0 | 0 | [5 empty] | 0 | #N/A | 1 | 0 | 0 | 0 | 0 | 0 | 0 | 20 | -20 | 0 | 0 | 0 | 0 | 0 | 0 | 0 | 0 | 0 |  | 0 | 0 | 0 | 0 | 0 | 0 | 0 | 0 | 0 | 0 | 0 | 0 | 0 | 0 | 0 | 0 | 0 | 0 | 0 | 0 | 0 | 0 | 0 | 0 | 0 | 0 | 0 | 0 | 0 | 0 | 0 | 0 | 0 | 0 | 0 | 0 | 0 | 0 | 0 | 0 | 0 | 0 | 0 | 0 | 0 | 0 | 0 | 0 | 0 | 0 | 0 | 0 | 0 | 0 | 0 | 0 | 0 | 0 | 0 | 0 | 0 | 0 | 0 | 0 | 0 | 0 | 0 | 0 | 0 | 0 | 0 | 0 | 0 | 0 | 0 | 0 | 0 | 0 | 0 | 0 | 0 | 0 | 0 | 0 | 0 | 0 | 0 | 0 | 0 | 0 | 0 | 0 | 0 | 0 | 0 | 0 | 0 | 0 | 0 | 0 | 0
|  |  |  | 0 | 0 | 0 | [5 empty] | 0 | #N/A | 1 | 0 | 0 | 0 | 0 | 0 | 0 | 20 | -20 | 0 | 0 | 0 | 0 | 0 | 0 | 0 | 0 | 0 |  | 0 | 0 | 0 | 0 | 0 | 0 | 0 | 0 | 0 | 0 | 0 | 0 | 0 | 0 | 0 | 0 | 0 | 0 | 0 | 0 | 0 | 0 | 0 | 0 | 0 | 0 | 0 | 0 | 0 | 0 | 0 | 0 | 0 | 0 | 0 | 0 | 0 | 0 | 0 | 0 | 0 | 0 | 0 | 0 | 0 | 0 | 0 | 0 | 0 | 0 | 0 | 0 | 0 | 0 | 0 | 0 | 0 | 0 | 0 | 0 | 0 | 0 | 0 | 0 | 0 | 0 | 0 | 0 | 0 | 0 | 0 | 0 | 0 | 0 | 0 | 0 | 0 | 0 | 0 | 0 | 0 | 0 | 0 | 0 | 0 | 0 | 0 | 0 | 0 | 0 | 0 | 0 | 0 | 0 | 0 | 0 | 0 | 0 | 0 | 0 | 0
|  |  |  | 0 | 0 | 0 | [5 empty] | 0 | #N/A | 1 | 0 | 0 | 0 | 0 | 0 | 0 | 20 | -20 | 0 | 0 | 0 | 0 | 0 | 0 | 0 | 0 | 0 |  | 0 | 0 | 0 | 0 | 0 | 0 | 0 | 0 | 0 | 0 | 0 | 0 | 0 | 0 | 0 | 0 | 0 | 0 | 0 | 0 | 0 | 0 | 0 | 0 | 0 | 0 | 0 | 0 | 0 | 0 | 0 | 0 | 0 | 0 | 0 | 0 | 0 | 0 | 0 | 0 | 0 | 0 | 0 | 0 | 0 | 0 | 0 | 0 | 0 | 0 | 0 | 0 | 0 | 0 | 0 | 0 | 0 | 0 | 0 | 0 | 0 | 0 | 0 | 0 | 0 | 0 | 0 | 0 | 0 | 0 | 0 | 0 | 0 | 0 | 0 | 0 | 0 | 0 | 0 | 0 | 0 | 0 | 0 | 0 | 0 | 0 | 0 | 0 | 0 | 0 | 0 | 0 | 0 | 0 | 0 | 0 | 0 | 0 | 0 | 0 | 0
|  |  |  | 0 | 0 | 0 | [5 empty] | 0 | #N/A | 1 | 0 | 0 | 0 | 0 | 0 | 0 | 20 | -20 | 0 | 0 | 0 | 0 | 0 | 0 | 0 | 0 | 0 |  | 0 | 0 | 0 | 0 | 0 | 0 | 0 | 0 | 0 | 0 | 0 | 0 | 0 | 0 | 0 | 0 | 0 | 0 | 0 | 0 | 0 | 0 | 0 | 0 | 0 | 0 | 0 | 0 | 0 | 0 | 0 | 0 | 0 | 0 | 0 | 0 | 0 | 0 | 0 | 0 | 0 | 0 | 0 | 0 | 0 | 0 | 0 | 0 | 0 | 0 | 0 | 0 | 0 | 0 | 0 | 0 | 0 | 0 | 0 | 0 | 0 | 0 | 0 | 0 | 0 | 0 | 0 | 0 | 0 | 0 | 0 | 0 | 0 | 0 | 0 | 0 | 0 | 0 | 0 | 0 | 0 | 0 | 0 | 0 | 0 | 0 | 0 | 0 | 0 | 0 | 0 | 0 | 0 | 0 | 0 | 0 | 0 | 0 | 0 | 0 | 0
|  |  |  | 0 | 0 | 0 | [5 empty] | 0 | #N/A | 1 | 0 | 0 | 0 | 0 | 0 | 0 | 20 | -20 | 0 | 0 | 0 | 0 | 0 | 0 | 0 | 0 | 0 |  | 0 | 0 | 0 | 0 | 0 | 0 | 0 | 0 | 0 | 0 | 0 | 0 | 0 | 0 | 0 | 0 | 0 | 0 | 0 | 0 | 0 | 0 | 0 | 0 | 0 | 0 | 0 | 0 | 0 | 0 | 0 | 0 | 0 | 0 | 0 | 0 | 0 | 0 | 0 | 0 | 0 | 0 | 0 | 0 | 0 | 0 | 0 | 0 | 0 | 0 | 0 | 0 | 0 | 0 | 0 | 0 | 0 | 0 | 0 | 0 | 0 | 0 | 0 | 0 | 0 | 0 | 0 | 0 | 0 | 0 | 0 | 0 | 0 | 0 | 0 | 0 | 0 | 0 | 0 | 0 | 0 | 0 | 0 | 0 | 0 | 0 | 0 | 0 | 0 | 0 | 0 | 0 | 0 | 0 | 0 | 0 | 0 | 0 | 0 | 0 | 0
|  |  |  | 0 | 0 | 0 | [5 empty] | 0 | #N/A | 1 | 0 | 0 | 0 | 0 | 0 | 0 | 20 | -20 | 0 | 0 | 0 | 0 | 0 | 0 | 0 | 0 | 0 |  | 0 | 0 | 0 | 0 | 0 | 0 | 0 | 0 | 0 | 0 | 0 | 0 | 0 | 0 | 0 | 0 | 0 | 0 | 0 | 0 | 0 | 0 | 0 | 0 | 0 | 0 | 0 | 0 | 0 | 0 | 0 | 0 | 0 | 0 | 0 | 0 | 0 | 0 | 0 | 0 | 0 | 0 | 0 | 0 | 0 | 0 | 0 | 0 | 0 | 0 | 0 | 0 | 0 | 0 | 0 | 0 | 0 | 0 | 0 | 0 | 0 | 0 | 0 | 0 | 0 | 0 | 0 | 0 | 0 | 0 | 0 | 0 | 0 | 0 | 0 | 0 | 0 | 0 | 0 | 0 | 0 | 0 | 0 | 0 | 0 | 0 | 0 | 0 | 0 | 0 | 0 | 0 | 0 | 0 | 0 | 0 | 0 | 0 | 0 | 0 | 0
|  |  |  | 0 | 0 | 0 | [5 empty] | 0 | #N/A | 1 | 0 | 0 | 0 | 0 | 0 | 0 | 20 | -20 | 0 | 0 | 0 | 0 | 0 | 0 | 0 | 0 | 0 |  | 0 | 0 | 0 | 0 | 0 | 0 | 0 | 0 | 0 | 0 | 0 | 0 | 0 | 0 | 0 | 0 | 0 | 0 | 0 | 0 | 0 | 0 | 0 | 0 | 0 | 0 | 0 | 0 | 0 | 0 | 0 | 0 | 0 | 0 | 0 | 0 | 0 | 0 | 0 | 0 | 0 | 0 | 0 | 0 | 0 | 0 | 0 | 0 | 0 | 0 | 0 | 0 | 0 | 0 | 0 | 0 | 0 | 0 | 0 | 0 | 0 | 0 | 0 | 0 | 0 | 0 | 0 | 0 | 0 | 0 | 0 | 0 | 0 | 0 | 0 | 0 | 0 | 0 | 0 | 0 | 0 | 0 | 0 | 0 | 0 | 0 | 0 | 0 | 0 | 0 | 0 | 0 | 0 | 0 | 0 | 0 | 0 | 0 | 0 | 0 | 0
|  |  |  | 0 | 0 | 0 | [5 empty] | 0 | #N/A | 1 | 0 | 0 | 0 | 0 | 0 | 0 | 20 | -20 | 0 | 0 | 0 | 0 | 0 | 0 | 0 | 0 | 0 |  | 0 | 0 | 0 | 0 | 0 | 0 | 0 | 0 | 0 | 0 | 0 | 0 | 0 | 0 | 0 | 0 | 0 | 0 | 0 | 0 | 0 | 0 | 0 | 0 | 0 | 0 | 0 | 0 | 0 | 0 | 0 | 0 | 0 | 0 | 0 | 0 | 0 | 0 | 0 | 0 | 0 | 0 | 0 | 0 | 0 | 0 | 0 | 0 | 0 | 0 | 0 | 0 | 0 | 0 | 0 | 0 | 0 | 0 | 0 | 0 | 0 | 0 | 0 | 0 | 0 | 0 | 0 | 0 | 0 | 0 | 0 | 0 | 0 | 0 | 0 | 0 | 0 | 0 | 0 | 0 | 0 | 0 | 0 | 0 | 0 | 0 | 0 | 0 | 0 | 0 | 0 | 0 | 0 | 0 | 0 | 0 | 0 | 0 | 0 | 0 | 0
|  |  |  | 0 | 0 | 0 | [5 empty] | 0 | #N/A | 1 | 0 | 0 | 0 | 0 | 0 | 0 | 20 | -20 | 0 | 0 | 0 | 0 | 0 | 0 | 0 | 0 | 0 |  | 0 | 0 | 0 | 0 | 0 | 0 | 0 | 0 | 0 | 0 | 0 | 0 | 0 | 0 | 0 | 0 | 0 | 0 | 0 | 0 | 0 | 0 | 0 | 0 | 0 | 0 | 0 | 0 | 0 | 0 | 0 | 0 | 0 | 0 | 0 | 0 | 0 | 0 | 0 | 0 | 0 | 0 | 0 | 0 | 0 | 0 | 0 | 0 | 0 | 0 | 0 | 0 | 0 | 0 | 0 | 0 | 0 | 0 | 0 | 0 | 0 | 0 | 0 | 0 | 0 | 0 | 0 | 0 | 0 | 0 | 0 | 0 | 0 | 0 | 0 | 0 | 0 | 0 | 0 | 0 | 0 | 0 | 0 | 0 | 0 | 0 | 0 | 0 | 0 | 0 | 0 | 0 | 0 | 0 | 0 | 0 | 0 | 0 | 0 | 0 | 0
[20 empty] | Over-write |  |  |  | Annual CO value | PV of CO | Annual REC cost | PV of RECs | Annual pollution
| Total | 0 | ekWh | 0 | 0 | 0 | - | - | 0 | 0 | 0 | 0 |  |  |  | Over-write | Utility cost | O&M cost |  | Elec emissions |  |  |  | 0 | 0 | 0 | 0 |  |  |  | IRR Calcs | Expenses | #DIV/0! | #DIV/0! | #DIV/0! | #DIV/0! | #DIV/0! | #DIV/0! | #DIV/0! | #DIV/0! | #DIV/0! | #DIV/0! | #DIV/0! | #DIV/0! | #DIV/0! | #DIV/0! | #DIV/0! | #DIV/0! | #DIV/0! | #DIV/0! | #DIV/0! | #DIV/0! | 0 | 0 | 0 | 0 | 0 | 0 | 0 | 0 | 0 | 0 | 0 | 0 | 0 | 0 | 0 | 0 | 0 | 0 | 0 | 0 | 0 | 0 | 0 | 0 | 0 | 0 | 0 | 0 | 0 | 0 | 0 | 0 | 0 | 0 | 0 | 0 | 0 | 0 | 0 | 0 | 0 | 0 | 0 | 0 | 0 | 0 | 0 | 0 | 0 | 0 | 0 | 0 | 0 | 0 | 0 | 0 | 0 | 0 | 0 | 0 | 0 | 0 | 0 | 0 | 0 | 0 | 0 | 0 | 0 | 0 | 0 | 0 | 0 | 0 | 0 | 0 | 0 | 0 | 0 | 0 | 0
| User-Reported Total |  | ekWh |  |  |  | - | - | - | - |  | - | NPV | 0 |  | PV of lifetime | #DIV/0! | 0 |  | Non-elec emissions |  |  |  | 0 | 0 | [6 empty] | Income | 145597.1063 | 46509.0484 | 47442.2682 | 48397.3128 | 49374.7452 | 50375.1444 | 51399.1066 | 52447.2453 | 170686.13 | 54618.5963 | 55743.1277 | 56894.4749 | 58073.3473 | 59280.4753 | 60516.6112 | 61782.5296 | 200357.5993 | 64406.9306 | 65767.0823 | 67160.3563 | 0 | 0 | 0 | 0 | 0 | 0 | 0 | 0 | 0 | 0 | 0 | 0 | 0 | 0 | 0 | 0 | 0 | 0 | 0 | 0 | 0 | 0 | 0 | 0 | 0 | 0 | 0 | 0 | 0 | 0 | 0 | 0 | 0 | 0 | 0 | 0 | 0 | 0 | 0 | 0 | 0 | 0 | 0 | 0 | 0 | 0 | 0 | 0 | 0 | 0 | 0 | 0 | 0 | 0 | 0 | 0 | 0 | 0 | 0 | 0 | 0 | 0 | 0 | 0 | 0 | 0 | 0 | 0 | 0 | 0 | 0 | 0 | 0 | 0 | 0 | 0 | 0 | 0 | 0 | 0 | 0
[13 empty] | Year 0 annual costs | 0 |  |  |  |  | Non-over-write | Elec emissions |  |  |  | 0 |  | 0 | [5 empty] | Net | #DIV/0! | #DIV/0! | #DIV/0! | #DIV/0! | #DIV/0! | #DIV/0! | #DIV/0! | #DIV/0! | #DIV/0! | #DIV/0! | #DIV/0! | #DIV/0! | #DIV/0! | #DIV/0! | #DIV/0! | #DIV/0! | #DIV/0! | #DIV/0! | #DIV/0! | #DIV/0! | 0 | 0 | 0 | 0 | 0 | 0 | 0 | 0 | 0 | 0 | 0 | 0 | 0 | 0 | 0 | 0 | 0 | 0 | 0 | 0 | 0 | 0 | 0 | 0 | 0 | 0 | 0 | 0 | 0 | 0 | 0 | 0 | 0 | 0 | 0 | 0 | 0 | 0 | 0 | 0 | 0 | 0 | 0 | 0 | 0 | 0 | 0 | 0 | 0 | 0 | 0 | 0 | 0 | 0 | 0 | 0 | 0 | 0 | 0 | 0 | 0 | 0 | 0 | 0 | 0 | 0 | 0 | 0 | 0 | 0 | 0 | 0 | 0 | 0 | 0 | 0 | 0 | 0 | 0 | 0 | 0
[13 empty] | Elec Emissions |  | 0 | Util cost | 0 |  |  | Non-elec emissions |  |  |  | 0 | [7 empty] | IRR | 0: #DIV/0!; 1: #DIV/0!
[13 empty] | Non-Elec emissions |  | 0 | O&M Cost | 0 | [14 empty] | NPV (0% discount) | 0: #DIV/0!
[32 empty] | Error? | 0: NA - see note
SCENARIO 3 |  |  |  |  | Combustion Free? | Yes - meets ZCB | [13 empty] | Elec weight |  |  |  | #DIV/0!
[20 empty] | Cost weighted avg. Esc Rate |  |  |  | #DIV/0!
Equipment / Measure | Utility | Annual Utility Consumption | Units | Annual Fuel Cost | Electric GHG (kg CO₂e) | Other Fuels GHG (kg CO₂e) | Lifetime (yrs) | Age (0=new) | Capital Cost | Incentive Value | Annual O&M Cost | Depreciated Value | Elec? | Util Esc. Rate | PV of Lifetime util costs | Util cons (kBtu) | Util cons (kWh) | Elec emissions (kgCO2) | Non-elec Emissions (kgCO2) | Years Accounted | Remaining Project Life | Remaining Equipment Life | Initial age | PV of Lifetime O&M cost | PV of lifetime pol cost (ELEC | PV of lifetime pol. Cost (Non-ELEC) | PV of lifetime cap cost | PV of RECs for Elec | PV of Carb. Offs for Elec | PV of Carb. Offs for non-elec | NPV Total | Year | 0 | 1 | 2 | 3 | 4 | 5 | 6 | 7 | 8 | 9 | 10 | 11 | 12 | 13 | 14 | 15 | 16 | 17 | 18 | 19 | 20 | 21 | 22 | 23 | 24 | 25 | 26 | 27 | 28 | 29 | 30 | 31 | 32 | 33 | 34 | 35 | 36 | 37 | 38 | 39 | 40 | 41 | 42 | 43 | 44 | 45 | 46 | 47 | 48 | 49 | 50 | 51 | 52 | 53 | 54 | 55 | 56 | 57 | 58 | 59 | 60 | 61 | 62 | 63 | 64 | 65 | 66 | 67 | 68 | 69 | 70 | 71 | 72 | 73 | 74 | 75 | 76 | 77 | 78 | 79 | 80 | 81 | 82 | 83 | 84 | 85 | 86 | 87 | 88 | 89 | 90 | 91 | 92 | 93 | 94 | 95 | 96 | 97 | 98 | 99 | 100
|  |  |  | 0 | 0 | 0 | [5 empty] | 0 | #N/A | 1 | 0 | 0 | 0 | 0 | 0 | 0 | 20 | -20 | 0 | 0 | 0 | 0 | 0 | 0 | 0 | 0 | 0 | Capital Cost table | 0 | 0 | 0 | 0 | 0 | 0 | 0 | 0 | 0 | 0 | 0 | 0 | 0 | 0 | 0 | 0 | 0 | 0 | 0 | 0 | 0 | 0 | 0 | 0 | 0 | 0 | 0 | 0 | 0 | 0 | 0 | 0 | 0 | 0 | 0 | 0 | 0 | 0 | 0 | 0 | 0 | 0 | 0 | 0 | 0 | 0 | 0 | 0 | 0 | 0 | 0 | 0 | 0 | 0 | 0 | 0 | 0 | 0 | 0 | 0 | 0 | 0 | 0 | 0 | 0 | 0 | 0 | 0 | 0 | 0 | 0 | 0 | 0 | 0 | 0 | 0 | 0 | 0 | 0 | 0 | 0 | 0 | 0 | 0 | 0 | 0 | 0 | 0 | 0 | 0 | 0 | 0 | 0 | 0 | 0 | 0 | 0 | 0 | 0 | 0 | 0
|  |  |  | 0 | 0 | 0 | [5 empty] | 0 | #N/A | 1 | 0 | 0 | 0 | 0 | 0 | 0 | 20 | -20 | 0 | 0 | 0 | 0 | 0 | 0 | 0 | 0 | 0 |  | 0 | 0 | 0 | 0 | 0 | 0 | 0 | 0 | 0 | 0 | 0 | 0 | 0 | 0 | 0 | 0 | 0 | 0 | 0 | 0 | 0 | 0 | 0 | 0 | 0 | 0 | 0 | 0 | 0 | 0 | 0 | 0 | 0 | 0 | 0 | 0 | 0 | 0 | 0 | 0 | 0 | 0 | 0 | 0 | 0 | 0 | 0 | 0 | 0 | 0 | 0 | 0 | 0 | 0 | 0 | 0 | 0 | 0 | 0 | 0 | 0 | 0 | 0 | 0 | 0 | 0 | 0 | 0 | 0 | 0 | 0 | 0 | 0 | 0 | 0 | 0 | 0 | 0 | 0 | 0 | 0 | 0 | 0 | 0 | 0 | 0 | 0 | 0 | 0 | 0 | 0 | 0 | 0 | 0 | 0 | 0 | 0 | 0 | 0 | 0 | 0
|  |  |  | 0 | 0 | 0 | [5 empty] | 0 | #N/A | 1 | 0 | 0 | 0 | 0 | 0 | 0 | 20 | -20 | 0 | 0 | 0 | 0 | 0 | 0 | 0 | 0 | 0 |  | 0 | 0 | 0 | 0 | 0 | 0 | 0 | 0 | 0 | 0 | 0 | 0 | 0 | 0 | 0 | 0 | 0 | 0 | 0 | 0 | 0 | 0 | 0 | 0 | 0 | 0 | 0 | 0 | 0 | 0 | 0 | 0 | 0 | 0 | 0 | 0 | 0 | 0 | 0 | 0 | 0 | 0 | 0 | 0 | 0 | 0 | 0 | 0 | 0 | 0 | 0 | 0 | 0 | 0 | 0 | 0 | 0 | 0 | 0 | 0 | 0 | 0 | 0 | 0 | 0 | 0 | 0 | 0 | 0 | 0 | 0 | 0 | 0 | 0 | 0 | 0 | 0 | 0 | 0 | 0 | 0 | 0 | 0 | 0 | 0 | 0 | 0 | 0 | 0 | 0 | 0 | 0 | 0 | 0 | 0 | 0 | 0 | 0 | 0 | 0 | 0
|  |  |  | 0 | 0 | 0 | [5 empty] | 0 | #N/A | 1 | 0 | 0 | 0 | 0 | 0 | 0 | 20 | -20 | 0 | 0 | 0 | 0 | 0 | 0 | 0 | 0 | 0 |  | 0 | 0 | 0 | 0 | 0 | 0 | 0 | 0 | 0 | 0 | 0 | 0 | 0 | 0 | 0 | 0 | 0 | 0 | 0 | 0 | 0 | 0 | 0 | 0 | 0 | 0 | 0 | 0 | 0 | 0 | 0 | 0 | 0 | 0 | 0 | 0 | 0 | 0 | 0 | 0 | 0 | 0 | 0 | 0 | 0 | 0 | 0 | 0 | 0 | 0 | 0 | 0 | 0 | 0 | 0 | 0 | 0 | 0 | 0 | 0 | 0 | 0 | 0 | 0 | 0 | 0 | 0 | 0 | 0 | 0 | 0 | 0 | 0 | 0 | 0 | 0 | 0 | 0 | 0 | 0 | 0 | 0 | 0 | 0 | 0 | 0 | 0 | 0 | 0 | 0 | 0 | 0 | 0 | 0 | 0 | 0 | 0 | 0 | 0 | 0 | 0
|  |  |  | 0 | 0 | 0 | [5 empty] | 0 | #N/A | 1 | 0 | 0 | 0 | 0 | 0 | 0 | 20 | -20 | 0 | 0 | 0 | 0 | 0 | 0 | 0 | 0 | 0 |  | 0 | 0 | 0 | 0 | 0 | 0 | 0 | 0 | 0 | 0 | 0 | 0 | 0 | 0 | 0 | 0 | 0 | 0 | 0 | 0 | 0 | 0 | 0 | 0 | 0 | 0 | 0 | 0 | 0 | 0 | 0 | 0 | 0 | 0 | 0 | 0 | 0 | 0 | 0 | 0 | 0 | 0 | 0 | 0 | 0 | 0 | 0 | 0 | 0 | 0 | 0 | 0 | 0 | 0 | 0 | 0 | 0 | 0 | 0 | 0 | 0 | 0 | 0 | 0 | 0 | 0 | 0 | 0 | 0 | 0 | 0 | 0 | 0 | 0 | 0 | 0 | 0 | 0 | 0 | 0 | 0 | 0 | 0 | 0 | 0 | 0 | 0 | 0 | 0 | 0 | 0 | 0 | 0 | 0 | 0 | 0 | 0 | 0 | 0 | 0 | 0
|  |  |  | 0 | 0 | 0 | [5 empty] | 0 | #N/A | 1 | 0 | 0 | 0 | 0 | 0 | 0 | 20 | -20 | 0 | 0 | 0 | 0 | 0 | 0 | 0 | 0 | 0 |  | 0 | 0 | 0 | 0 | 0 | 0 | 0 | 0 | 0 | 0 | 0 | 0 | 0 | 0 | 0 | 0 | 0 | 0 | 0 | 0 | 0 | 0 | 0 | 0 | 0 | 0 | 0 | 0 | 0 | 0 | 0 | 0 | 0 | 0 | 0 | 0 | 0 | 0 | 0 | 0 | 0 | 0 | 0 | 0 | 0 | 0 | 0 | 0 | 0 | 0 | 0 | 0 | 0 | 0 | 0 | 0 | 0 | 0 | 0 | 0 | 0 | 0 | 0 | 0 | 0 | 0 | 0 | 0 | 0 | 0 | 0 | 0 | 0 | 0 | 0 | 0 | 0 | 0 | 0 | 0 | 0 | 0 | 0 | 0 | 0 | 0 | 0 | 0 | 0 | 0 | 0 | 0 | 0 | 0 | 0 | 0 | 0 | 0 | 0 | 0 | 0
|  |  |  | 0 | 0 | 0 | [5 empty] | 0 | #N/A | 1 | 0 | 0 | 0 | 0 | 0 | 0 | 20 | -20 | 0 | 0 | 0 | 0 | 0 | 0 | 0 | 0 | 0 |  | 0 | 0 | 0 | 0 | 0 | 0 | 0 | 0 | 0 | 0 | 0 | 0 | 0 | 0 | 0 | 0 | 0 | 0 | 0 | 0 | 0 | 0 | 0 | 0 | 0 | 0 | 0 | 0 | 0 | 0 | 0 | 0 | 0 | 0 | 0 | 0 | 0 | 0 | 0 | 0 | 0 | 0 | 0 | 0 | 0 | 0 | 0 | 0 | 0 | 0 | 0 | 0 | 0 | 0 | 0 | 0 | 0 | 0 | 0 | 0 | 0 | 0 | 0 | 0 | 0 | 0 | 0 | 0 | 0 | 0 | 0 | 0 | 0 | 0 | 0 | 0 | 0 | 0 | 0 | 0 | 0 | 0 | 0 | 0 | 0 | 0 | 0 | 0 | 0 | 0 | 0 | 0 | 0 | 0 | 0 | 0 | 0 | 0 | 0 | 0 | 0
|  |  |  | 0 | 0 | 0 | [5 empty] | 0 | #N/A | 1 | 0 | 0 | 0 | 0 | 0 | 0 | 20 | -20 | 0 | 0 | 0 | 0 | 0 | 0 | 0 | 0 | 0 |  | 0 | 0 | 0 | 0 | 0 | 0 | 0 | 0 | 0 | 0 | 0 | 0 | 0 | 0 | 0 | 0 | 0 | 0 | 0 | 0 | 0 | 0 | 0 | 0 | 0 | 0 | 0 | 0 | 0 | 0 | 0 | 0 | 0 | 0 | 0 | 0 | 0 | 0 | 0 | 0 | 0 | 0 | 0 | 0 | 0 | 0 | 0 | 0 | 0 | 0 | 0 | 0 | 0 | 0 | 0 | 0 | 0 | 0 | 0 | 0 | 0 | 0 | 0 | 0 | 0 | 0 | 0 | 0 | 0 | 0 | 0 | 0 | 0 | 0 | 0 | 0 | 0 | 0 | 0 | 0 | 0 | 0 | 0 | 0 | 0 | 0 | 0 | 0 | 0 | 0 | 0 | 0 | 0 | 0 | 0 | 0 | 0 | 0 | 0 | 0 | 0
|  |  |  | 0 | 0 | 0 | [5 empty] | 0 | #N/A | 1 | 0 | 0 | 0 | 0 | 0 | 0 | 20 | -20 | 0 | 0 | 0 | 0 | 0 | 0 | 0 | 0 | 0 |  | 0 | 0 | 0 | 0 | 0 | 0 | 0 | 0 | 0 | 0 | 0 | 0 | 0 | 0 | 0 | 0 | 0 | 0 | 0 | 0 | 0 | 0 | 0 | 0 | 0 | 0 | 0 | 0 | 0 | 0 | 0 | 0 | 0 | 0 | 0 | 0 | 0 | 0 | 0 | 0 | 0 | 0 | 0 | 0 | 0 | 0 | 0 | 0 | 0 | 0 | 0 | 0 | 0 | 0 | 0 | 0 | 0 | 0 | 0 | 0 | 0 | 0 | 0 | 0 | 0 | 0 | 0 | 0 | 0 | 0 | 0 | 0 | 0 | 0 | 0 | 0 | 0 | 0 | 0 | 0 | 0 | 0 | 0 | 0 | 0 | 0 | 0 | 0 | 0 | 0 | 0 | 0 | 0 | 0 | 0 | 0 | 0 | 0 | 0 | 0 | 0
|  |  |  | 0 | 0 | 0 | [5 empty] | 0 | #N/A | 1 | 0 | 0 | 0 | 0 | 0 | 0 | 20 | -20 | 0 | 0 | 0 | 0 | 0 | 0 | 0 | 0 | 0 |  | 0 | 0 | 0 | 0 | 0 | 0 | 0 | 0 | 0 | 0 | 0 | 0 | 0 | 0 | 0 | 0 | 0 | 0 | 0 | 0 | 0 | 0 | 0 | 0 | 0 | 0 | 0 | 0 | 0 | 0 | 0 | 0 | 0 | 0 | 0 | 0 | 0 | 0 | 0 | 0 | 0 | 0 | 0 | 0 | 0 | 0 | 0 | 0 | 0 | 0 | 0 | 0 | 0 | 0 | 0 | 0 | 0 | 0 | 0 | 0 | 0 | 0 | 0 | 0 | 0 | 0 | 0 | 0 | 0 | 0 | 0 | 0 | 0 | 0 | 0 | 0 | 0 | 0 | 0 | 0 | 0 | 0 | 0 | 0 | 0 | 0 | 0 | 0 | 0 | 0 | 0 | 0 | 0 | 0 | 0 | 0 | 0 | 0 | 0 | 0 | 0
|  |  |  | 0 | 0 | 0 | [5 empty] | 0 | #N/A | 1 | 0 | 0 | 0 | 0 | 0 | 0 | 20 | -20 | 0 | 0 | 0 | 0 | 0 | 0 | 0 | 0 | 0 |  | 0 | 0 | 0 | 0 | 0 | 0 | 0 | 0 | 0 | 0 | 0 | 0 | 0 | 0 | 0 | 0 | 0 | 0 | 0 | 0 | 0 | 0 | 0 | 0 | 0 | 0 | 0 | 0 | 0 | 0 | 0 | 0 | 0 | 0 | 0 | 0 | 0 | 0 | 0 | 0 | 0 | 0 | 0 | 0 | 0 | 0 | 0 | 0 | 0 | 0 | 0 | 0 | 0 | 0 | 0 | 0 | 0 | 0 | 0 | 0 | 0 | 0 | 0 | 0 | 0 | 0 | 0 | 0 | 0 | 0 | 0 | 0 | 0 | 0 | 0 | 0 | 0 | 0 | 0 | 0 | 0 | 0 | 0 | 0 | 0 | 0 | 0 | 0 | 0 | 0 | 0 | 0 | 0 | 0 | 0 | 0 | 0 | 0 | 0 | 0 | 0
|  |  |  | 0 | 0 | 0 | [5 empty] | 0 | #N/A | 1 | 0 | 0 | 0 | 0 | 0 | 0 | 20 | -20 | 0 | 0 | 0 | 0 | 0 | 0 | 0 | 0 | 0 |  | 0 | 0 | 0 | 0 | 0 | 0 | 0 | 0 | 0 | 0 | 0 | 0 | 0 | 0 | 0 | 0 | 0 | 0 | 0 | 0 | 0 | 0 | 0 | 0 | 0 | 0 | 0 | 0 | 0 | 0 | 0 | 0 | 0 | 0 | 0 | 0 | 0 | 0 | 0 | 0 | 0 | 0 | 0 | 0 | 0 | 0 | 0 | 0 | 0 | 0 | 0 | 0 | 0 | 0 | 0 | 0 | 0 | 0 | 0 | 0 | 0 | 0 | 0 | 0 | 0 | 0 | 0 | 0 | 0 | 0 | 0 | 0 | 0 | 0 | 0 | 0 | 0 | 0 | 0 | 0 | 0 | 0 | 0 | 0 | 0 | 0 | 0 | 0 | 0 | 0 | 0 | 0 | 0 | 0 | 0 | 0 | 0 | 0 | 0 | 0 | 0
|  |  |  | 0 | 0 | 0 | [5 empty] | 0 | #N/A | 1 | 0 | 0 | 0 | 0 | 0 | 0 | 20 | -20 | 0 | 0 | 0 | 0 | 0 | 0 | 0 | 0 | 0 |  | 0 | 0 | 0 | 0 | 0 | 0 | 0 | 0 | 0 | 0 | 0 | 0 | 0 | 0 | 0 | 0 | 0 | 0 | 0 | 0 | 0 | 0 | 0 | 0 | 0 | 0 | 0 | 0 | 0 | 0 | 0 | 0 | 0 | 0 | 0 | 0 | 0 | 0 | 0 | 0 | 0 | 0 | 0 | 0 | 0 | 0 | 0 | 0 | 0 | 0 | 0 | 0 | 0 | 0 | 0 | 0 | 0 | 0 | 0 | 0 | 0 | 0 | 0 | 0 | 0 | 0 | 0 | 0 | 0 | 0 | 0 | 0 | 0 | 0 | 0 | 0 | 0 | 0 | 0 | 0 | 0 | 0 | 0 | 0 | 0 | 0 | 0 | 0 | 0 | 0 | 0 | 0 | 0 | 0 | 0 | 0 | 0 | 0 | 0 | 0 | 0
|  |  |  | 0 | 0 | 0 | [5 empty] | 0 | #N/A | 1 | 0 | 0 | 0 | 0 | 0 | 0 | 20 | -20 | 0 | 0 | 0 | 0 | 0 | 0 | 0 | 0 | 0 |  | 0 | 0 | 0 | 0 | 0 | 0 | 0 | 0 | 0 | 0 | 0 | 0 | 0 | 0 | 0 | 0 | 0 | 0 | 0 | 0 | 0 | 0 | 0 | 0 | 0 | 0 | 0 | 0 | 0 | 0 | 0 | 0 | 0 | 0 | 0 | 0 | 0 | 0 | 0 | 0 | 0 | 0 | 0 | 0 | 0 | 0 | 0 | 0 | 0 | 0 | 0 | 0 | 0 | 0 | 0 | 0 | 0 | 0 | 0 | 0 | 0 | 0 | 0 | 0 | 0 | 0 | 0 | 0 | 0 | 0 | 0 | 0 | 0 | 0 | 0 | 0 | 0 | 0 | 0 | 0 | 0 | 0 | 0 | 0 | 0 | 0 | 0 | 0 | 0 | 0 | 0 | 0 | 0 | 0 | 0 | 0 | 0 | 0 | 0 | 0 | 0
[20 empty] | Over-write |  |  |  | Annual CO value | PV of CO | Annual REC cost | PV of RECs | Annual pollution
| Total | 0 | ekWh | 0 | 0 | 0 | - | - | 0 | 0 | 0 | 0 |  |  |  | Over-write | Utility cost | O&M cost |  | Elec emissions |  |  |  | 0 | 0 | 0 | 0 |  |  |  | IRR Calcs | Expenses | #DIV/0! | #DIV/0! | #DIV/0! | #DIV/0! | #DIV/0! | #DIV/0! | #DIV/0! | #DIV/0! | #DIV/0! | #DIV/0! | #DIV/0! | #DIV/0! | #DIV/0! | #DIV/0! | #DIV/0! | #DIV/0! | #DIV/0! | #DIV/0! | #DIV/0! | #DIV/0! | 0 | 0 | 0 | 0 | 0 | 0 | 0 | 0 | 0 | 0 | 0 | 0 | 0 | 0 | 0 | 0 | 0 | 0 | 0 | 0 | 0 | 0 | 0 | 0 | 0 | 0 | 0 | 0 | 0 | 0 | 0 | 0 | 0 | 0 | 0 | 0 | 0 | 0 | 0 | 0 | 0 | 0 | 0 | 0 | 0 | 0 | 0 | 0 | 0 | 0 | 0 | 0 | 0 | 0 | 0 | 0 | 0 | 0 | 0 | 0 | 0 | 0 | 0 | 0 | 0 | 0 | 0 | 0 | 0 | 0 | 0 | 0 | 0 | 0 | 0 | 0 | 0 | 0 | 0 | 0 | 0
| User-Reported Total |  | ekWh |  |  |  | - | - | - | - |  | - | NPV | 0 |  | PV of lifetime | #DIV/0! | 0 |  | Non-elec emissions |  |  |  | 0 | 0 | [6 empty] | Income | 145597.1063 | 46509.0484 | 47442.2682 | 48397.3128 | 49374.7452 | 50375.1444 | 51399.1066 | 52447.2453 | 170686.13 | 54618.5963 | 55743.1277 | 56894.4749 | 58073.3473 | 59280.4753 | 60516.6112 | 61782.5296 | 200357.5993 | 64406.9306 | 65767.0823 | 67160.3563 | 0 | 0 | 0 | 0 | 0 | 0 | 0 | 0 | 0 | 0 | 0 | 0 | 0 | 0 | 0 | 0 | 0 | 0 | 0 | 0 | 0 | 0 | 0 | 0 | 0 | 0 | 0 | 0 | 0 | 0 | 0 | 0 | 0 | 0 | 0 | 0 | 0 | 0 | 0 | 0 | 0 | 0 | 0 | 0 | 0 | 0 | 0 | 0 | 0 | 0 | 0 | 0 | 0 | 0 | 0 | 0 | 0 | 0 | 0 | 0 | 0 | 0 | 0 | 0 | 0 | 0 | 0 | 0 | 0 | 0 | 0 | 0 | 0 | 0 | 0 | 0 | 0 | 0 | 0 | 0 | 0
[13 empty] | Year 0 annual costs | 0 |  |  |  |  | Non-over-write | Elec emissions |  |  |  | 0 |  | 0 | [5 empty] | Net | #DIV/0! | #DIV/0! | #DIV/0! | #DIV/0! | #DIV/0! | #DIV/0! | #DIV/0! | #DIV/0! | #DIV/0! | #DIV/0! | #DIV/0! | #DIV/0! | #DIV/0! | #DIV/0! | #DIV/0! | #DIV/0! | #DIV/0! | #DIV/0! | #DIV/0! | #DIV/0! | 0 | 0 | 0 | 0 | 0 | 0 | 0 | 0 | 0 | 0 | 0 | 0 | 0 | 0 | 0 | 0 | 0 | 0 | 0 | 0 | 0 | 0 | 0 | 0 | 0 | 0 | 0 | 0 | 0 | 0 | 0 | 0 | 0 | 0 | 0 | 0 | 0 | 0 | 0 | 0 | 0 | 0 | 0 | 0 | 0 | 0 | 0 | 0 | 0 | 0 | 0 | 0 | 0 | 0 | 0 | 0 | 0 | 0 | 0 | 0 | 0 | 0 | 0 | 0 | 0 | 0 | 0 | 0 | 0 | 0 | 0 | 0 | 0 | 0 | 0 | 0 | 0 | 0 | 0 | 0 | 0
[13 empty] | Elec Emissions |  | 0 | Util cost | 0 |  |  | Non-elec emissions |  |  |  | 0 | [7 empty] | IRR | 0: #DIV/0!; 1: #DIV/0!
[13 empty] | Non-Elec emissions |  | 0 | O&M Cost | 0 | [14 empty] | NPV (0% discount) | 0: #DIV/0!
[32 empty] | Error? | 0: NA - see note
Note on C13: CaGBC: Add all combustion equipment, or its replaced alternative. Other relevant energy-consuming or energy-generating equipment can also be added. Don't add RECs or Carbon Offsets - these will be automatically calculated in the Results worksheet.
Note on C38: CaGBC: Add all combustion equipment, or its replaced alternative. Other relevant energy-consuming or energy-generating equipment can also be added. Don't add RECs or Carbon Offsets - these will be automatically calculated in the Results worksheet.
Note on C63: CaGBC: Add all combustion equipment, or its replaced alternative. Other relevant energy-consuming or energy-generating equipment can also be added. Don't add RECs or Carbon Offsets - these will be automatically calculated in the Results worksheet.
Note on C88: CaGBC: Add all combustion equipment, or its replaced alternative. Other relevant energy-consuming or energy-generating equipment can also be added. Don't add RECs or Carbon Offsets - these will be automatically calculated in the Results worksheet.
Note on E11: CaGBC: A base-case name must be entered to see values on the Results tab
Note on E13: CaGBC: Enter the type of utility that the equipment consumes. If an item consumes multiple types of utilities, list the measure multiple times, and enter the consumption for each utility it uses.
Note on E30: CaGBC: Entering a value other than 0 into the "User-Reported Total" row will use that value in the financial analysis, instead of the automatically calculated sum of the individual equipment and measures that were created
Note on E36: CaGBC: A scenario name must be entered to see values on the Results tab
Note on E38: CaGBC: Enter the type of utility that the equipment consumes. If an item consumes multiple types of utilities, list the measure multiple times, and enter the consumption for each utility it uses.
Note on E55: CaGBC: Entering a value other than 0 into the "User-Reported Total" row will use that value in the financial analysis, instead of the automatically calculated sum of the individual equipment and measures that were created
Note on E61: CaGBC: A scenario name must be entered to see values on the Results tab
Note on E63: CaGBC: Enter the type of utility that the equipment consumes. If an item consumes multiple types of utilities, list the measure multiple times, and enter the consumption for each utility it uses.
Note on E80: CaGBC: Entering a value other than 0 into the "User-Reported Total" row will use that value in the financial analysis, instead of the automatically calculated sum of the individual equipment and measures that were created
Note on E86: CaGBC: A scenario name must be entered to see values on the Results tab
Note on E88: CaGBC: Enter the type of utility that the equipment consumes. If an item consumes multiple types of utilities, list the measure multiple times, and enter the consumption for each utility it uses.
Note on E105: CaGBC: Entering a value other than 0 into the "User-Reported Total" row will use that value in the financial analysis, instead of the automatically calculated sum of the individual equipment and measures that were created
Note on F30: CaGBC: The user-reported total will be allocated between utility types as a weighted average of line-by-line consumption reported above.
Note on F55: CaGBC: The user-reported total will be allocated between utility types as a weighted average of line-by-line consumption reported above.
Note on F80: CaGBC: The user-reported total will be allocated between utility types as a weighted average of line-by-line consumption reported above.
Note on F105: CaGBC: The user-reported total will be allocated between utility types as a weighted average of line-by-line consumption reported above.
Note on H30: CaGBC: The user-reported total will be allocated between utility types as a weighted average of line-by-line cost reported above.
Note on H55: CaGBC: The user-reported total will be allocated between utility types as a weighted average of line-by-line cost reported above.
Note on H80: CaGBC: The user-reported total will be allocated between utility types as a weighted average of line-by-line cost reported above.
Note on H105: CaGBC: The user-reported total will be allocated between utility types as a weighted average of line-by-line cost reported above.
Note on I13: CaGBC: Annual kg CO2e
Note on I30: CaGBC: The Equipment/Measures list must include at least one electrical utility item if you intend to provide a user-reported total.
Note on I38: CaGBC: Annual kg CO2e
Note on I55: CaGBC: The Equipment/Measures list must include at least one electrical utility item if you intend to provide a user-reported total.
Note on I63: CaGBC: Annual kg CO2e
Note on I80: CaGBC: The Equipment/Measures list must include at least one electrical utility item if you intend to provide a user-reported total.
Note on I88: CaGBC: Annual kg CO2e
Note on I105: CaGBC: The Equipment/Measures list must include at least one electrical utility item if you intend to provide a user-reported total.
Note on J11: CaGBC: ZCB requires a combustion-free scenario to be compared to a base case.
Note on J13: CaGBC: Annual kg CO2e
Note on J30: CaGBC: The Equipment/Measures list must include at least one non-electrical utility item if you intend to provide a user-reported total.
Note on J36: CaGBC: ZCB requires a combustion-free scenario to be compared to a base case.
Note on J38: CaGBC: Annual kg CO2e
Note on J55: CaGBC: The Equipment/Measures list must include at least one non-electrical utility item if you intend to provide a user-reported total.
Note on J61: CaGBC: ZCB requires a combustion-free scenario to be compared to a base case.
Note on J63: CaGBC: Annual kg CO2e
Note on J80: CaGBC: The Equipment/Measures list must include at least one non-electrical utility item if you intend to provide a user-reported total.
Note on J86: CaGBC: ZCB requires a combustion-free scenario to be compared to a base case.
Note on J88: CaGBC: Annual kg CO2e
Note on J105: CaGBC: The Equipment/Measures list must include at least one non-electrical utility item if you intend to provide a user-reported total.
Note on K13: CaGBC: Enter the expected lifetime of the equipment (its age when it will need to be replaced)
Note on K38: CaGBC: Enter the expected lifetime of the equipment (its age when it will need to be replaced)
Note on K63: CaGBC: Enter the expected lifetime of the equipment (its age when it will need to be replaced)
Note on K88: CaGBC: Enter the expected lifetime of the equipment (its age when it will need to be replaced)
Note on L13: CaGBC: Enter the current age of the equipment. If the equipment is being newly installed, enter "0" NOTE: If the current age exceeds the lifetime of the equipment, it is assumed to be replaced immediately
Note on L38: CaGBC: Enter the current age of the equipment. If the equipment is being newly installed, enter "0" NOTE: If the current age exceeds the lifetime of the equipment, it is assumed to be replaced immediately
Note on L63: CaGBC: Enter the current age of the equipment. If the equipment is being newly installed, enter "0" NOTE: If the current age exceeds the lifetime of the equipment, it is assumed to be replaced immediately
Note on L88: CaGBC: Enter the current age of the equipment. If the equipment is being newly installed, enter "0" NOTE: If the current age exceeds the lifetime of the equipment, it is assumed to be replaced immediately
Note on N13: CaGBC: The cost each time equipment is replaced will equal Capital Cost less the Incentive Value
Note on N38: CaGBC: The cost each time equipment is replaced will equal Capital Cost less the Incentive Value
Note on N63: CaGBC: The cost each time equipment is replaced will equal Capital Cost less the Incentive Value
Note on N88: CaGBC: The cost each time equipment is replaced will equal Capital Cost less the Incentive Value
Note on P13: CaGBC: In the final year of the financial period evaluated, equipment that has not yet reached its end of life carries a residual value. This is calculated by assuming a straight-line depreciation from the initial capital cost.
Note on P38: CaGBC: In the final year of the financial period evaluated, equipment that has not yet reached its end of life carries a residual value. This is calculated by assuming a straight-line depreciation from the initial capital cost.
Note on P63: CaGBC: In the final year of the financial period evaluated, equipment that has not yet reached its end of life carries a residual value. This is calculated by assuming a straight-line depreciation from the initial capital cost.
Note on P88: CaGBC: In the final year of the financial period evaluated, equipment that has not yet reached its end of life carries a residual value. This is calculated by assuming a straight-line depreciation from the initial capital cost.
Analysis tool developed by:

## Results
Zero Carbon Building v2 Life-Cycle Cost Calculator
Zero Carbon Building Standard Financial Calculator
[9 empty] | Discount Rate | 3 | %
|  | RESULTS | [6 empty] | Lifecycle | 20 | years
[9 empty] | Floor area | 0 | m²
[10 empty] | ZCB Standard requires a 20 year timeline & 3% discount rate. |  | Yes - meets ZCB
No - transitional
|  | ENERGY & EMISSIONS |  |  | vs. Base Case |  |  | vs. Base Case |  | vs. Base Case
|  | Electricity Consumption | 0 | 0 | 0 |  | 0 | 0 | 0 | 0 | ekWh
|  | Other Fuel Consumption | 1067555.6858 | 0 | -1067555.6858 |  | 0 | -1067555.6858 | 0 | -1067555.6858 | ekWh
|  | Total Energy Consumption | 1067555.6858 | 0 | -1067555.6858 |  | 0 | -1067555.6858 | 0 | -1067555.6858 | ekWh
|  | Energy Intensity | 0 | 0 | 0 |  | 0 | 0 | 0 | 0 | kWh/m2
|  | Electricity GHG Emissions | 0 | 0 | 0 |  | 0 | 0 | 0 | 0 | tCO2e
|  | Other Fuel GHG Emissions | 189.9277 | 0 | -189.9277 |  | 0 | -189.9277 | 0 | -189.9277 | tCO2e
|  | Total GHG Emissions | 189.9277 | 0 | -189.9277 |  | 0 | -189.9277 | 0 | -189.9277 | tCO2e
|  | GHG Intensity |  |  | 0 |  |  | 0 |  | 0 | kgCO2e/m2
hide |  | Energy Consumption - Electric | 0 | 0 | 0 |  | 0 | 0 | 0 | 0 | ekWh
hide |  | Energy Consumption - All Other | 21351113.7163 | 0 | -21351113.7163 |  | 0 | -21351113.7163 | 0 | -21351113.7163 | ekWh
|  | Lifecycle Energy Consumption | 21351113.7163 | 0 | -21351113.7163 |  | 0 | -21351113.7163 | 0 | -21351113.7163 | ekWh
hide |  | GHG Emissions - Electric | 0 | 0 | 0 |  | 0 | 0 | 0 | 0 | tCO2e
hide |  | GHG Emissions - All Other | 3798.5532 | 0 | -3798.5532 |  | 0 | -3798.5532 | 0 | -3798.5532 | tCO2e
|  | Lifecycle GHG Emissions | 3798.5532 | 0 | -3798.5532 |  | 0 | -3798.5532 | 0 | -3798.5532 | tCO2e
YEAR 1 ANNUAL COSTS
h/d |  | Utility costs (elec) | 0 | 0 | 0 |  | 0 | 0 | 0 | 0 | -
h/d |  | Utility costs (non-elec) | 23044.7041 | 0 | -23044.7041 |  | 0 | -23044.7041 | 0 | -23044.7041 | -
|  | Annualized utility costs (total) | 23044.7041 | 0 | -23044.7041 |  | 0 | -23044.7041 | 0 | -23044.7041 | -
|  | Utility Cost | 26000 | 0 | -26000 |  | 0 | -26000 | 0 | -26000 | $
hide |  | Utility Cost Intensity | #DIV/0! | #DIV/0! | #DIV/0! |  | #DIV/0! | #DIV/0! | #DIV/0! | #DIV/0! | $/m2
h/d |  | Pollution costs (elec) | 0 | 0 | 0 |  | 0 | 0 | 0 | 0 | -
h/d |  | Pollution costs (non-elec) | 6191.4337 | 0 | -6191.4337 |  | 0 | -6191.4337 | 0 | -6191.4337 | -
h/d |  | Annualized pollution costs (total) | 6191.4337 | 0 | -6191.4337 |  | 0 | -6191.4337 | 0 | -6191.4337 | -
|  | Carbon Price Cost | 3798.5532 | 0 | -3798.5532 |  | 0 | -3798.5532 | 0 | -3798.5532 | $
hide |  | Pollution Cost Intensity | #DIV/0! | #DIV/0! | #DIV/0! |  | #DIV/0! | #DIV/0! | #DIV/0! | #DIV/0! | $
h |  | REC & offset costs (elec) | 0 | 0 | 0 |  | 0 | 0 | 0 | 0 | $
h |  | REC & offset costs (non-elec) | 4170.1829 | 0 | -4170.1829 |  | 0 | -4170.1829 | 0 | -4170.1829 | $
h |  | Annualized REC & offset costs (total) | 4170.1829 | 0 | -4170.1829 |  | 0 | -4170.1829 | 0 | -4170.1829 | $
|  | REC & Offset Cost | 3798.5532 | 0 | -3798.5532 |  | 0 | -3798.5532 | 0 | -3798.5532 | $
hide |  | REC & Offset Cost Intensity | #DIV/0! | #DIV/0! | #DIV/0! |  | #DIV/0! | #DIV/0! | #DIV/0! | #DIV/0! | $
hide |  | Annualized O&M costs | 10955.0978 | 0 | -10955.0978 |  | 0 | -10955.0978 | 0 | -10955.0978 | $
|  | O&M Cost | 12000 | 0 | -12000 |  | 0 | -12000 | 0 | -12000 | $
hide |  | O&M Cost Intensity | #DIV/0! | #DIV/0! | #DIV/0! |  | #DIV/0! | #DIV/0! | #DIV/0! | #DIV/0! | $
hide |  | Total annualized costs | 44361.4186 | 0 | -44361.4186 |  | 0 | -44361.4186 | 0 | -44361.4186 | $
|  | Total Annual Cost | 45597.1063 | 0 | -45597.1063 |  | 0 | -45597.1063 | 0 | -45597.1063 | $
|  | Total Annual Cost Intensity | 0 | 0 | 0 |  | 0 | 0 | 0 | 0 | $/m2
| hide | Annualized Capital Cost | 13901.967 | 0 | -13901.967 |  | 0 | -13901.967 | 0 | -13901.967 | -
hide |  | Capital Cost Intensity | #DIV/0! | #DIV/0! | #DIV/0! |  | #DIV/0! | #DIV/0! | #DIV/0! | #DIV/0! | $/m2
| hide | Total Annualized Cost | 58263.3856 | 0 | -58263.3856 |  | 0 | -58263.3856 | 0 | -58263.3856 | -
hide |  | Total Annualized Cost Intensity | #DIV/0! | #DIV/0! | #DIV/0! |  | #DIV/0! | #DIV/0! | #DIV/0! | #DIV/0! | $/m2
LIFECYCLE COSTS
| hide | Utility costs - Electricity | 0 | 0 | 0 |  | 0 | 0 | 0 | 0 | -
| hide | Utility cost - All Other | 460894.0826 | 0 | -460894.0826 |  | 0 | -460894.0826 | 0 | -460894.0826 | -
|  | Utility cost | 460894.0826 | 0 | -460894.0826 |  | 0 | -460894.0826 | 0 | -460894.0826 | $
h |  | Pollution costs (elec) | 0 | 0 | 0 |  | 0 | 0 | 0 | 0 | $
h |  | Pollution costs (non-elec) | 123828.6746 | 0 | -123828.6746 |  | 0 | -123828.6746 | 0 | -123828.6746 | $
|  | Carbon Price Cost | 123828.6746 | 0 | -123828.6746 |  | 0 | -123828.6746 | 0 | -123828.6746 | $
h |  | Offset costs (elec) | 0 | 0 | 0 |  | 0 | 0 | 0 | 0 | $
h |  | Offset costs (non-elec) | 83403.6584 | 0 | -83403.6584 |  | 0 | -83403.6584 | 0 | -83403.6584 | $
|  | REC & Offset Cost | 83403.6584 | 0 | -83403.6584 |  | 0 | -83403.6584 | 0 | -83403.6584 | $
|  | O&M Cost | 219101.9562 | 0 | -219101.9562 |  | 0 | -219101.9562 | 0 | -219101.9562 | $
|  | Initial Capital Cost | 100000 | 0 | -100000 |  | 0 | -100000 | 0 | -100000 | $
|  | Lifecycle Capital Cost | 278039.3401 | 0 | -278039.3401 |  | 0 | -278039.3401 | 0 | -278039.3401 | $
|  | Residual Capital Value | 68639.2853 | 0 | -68639.2853 |  | 0 | -68639.2853 | 0 | -68639.2853 | $
|  | Net Present Value | -1096628.4266 | 0 | 1096628.4266 |  | 0 | 1096628.4266 | 0 | 1096628.4266 | $
hide |  | Annualized Net Present Value Per Year | -54831.4213 | 0 | 54831.4213 |  | 0 | 54831.4213 | 0 | 54831.4213 | -
hide |  | Net Present Value Intensity | #DIV/0! | #DIV/0! | #DIV/0! |  | #DIV/0! | #DIV/0! | #DIV/0! | #DIV/0! | /m2
|  |  |  | Incremental Life Cycle Cost per tCO2e reduced | 288.6963 |  |  | 288.6963 |  | 288.6963 | $/tCO2e
|  |  |  | Simple Payback Period | Immediate |  |  | Immediate |  | Immediate | years
|  |  |  | Internal Rate of Return | NA - see note |  |  | NA - see note |  | NA - see note | %
|  |  |  | Combustion Free? |  |  |  | Yes - meets ZCB |  | Yes - meets ZCB
Note on C30: CaGBC: All costs are shown as present value
Note on C49: Chris Onysko: Present value of all annual costs, averaged over the lifetime of the project
Note on C52: Chris Onysko: Present value of all capital expenses (including deduction for incentives) averaged over the project lifetime
Note on C53: Includes incentives
Note on C54: Chris Onysko: Present value of all costs, including capital, averaged over the lifetime of the project
Note on C56: CaGBC: All costs are shown as present value
Note on C67: CaGBC: Capital costs incurred in year 0 at project commencement, based on line-by-line equipment age and cost (not adjusted if the user reports a scenario total that differs from the sum of equipment items).
Note on C68: CaGBC: Present value (adjusted for inflation and discount rate) of all capital costs (less incentives) incurred over the entire project lifetime
Note on C69: CaGBC: In the final year of the financial period evaluated, equipment that has not yet reached its end of life carries a residual value. This is calculated by assuming a straight-line depreciation from the initial capital cost.
Note on C70: CaGBC: The sum of all present values (adjusted by discount rate) over the financial period evaluated, including: - Utility Cost (adjusted by rate escalation), - Pollution Cost (adjusted by pollution escalation), - REC & Offset Cost (adjusted by REC & Offset Escalation), - O&M Cost (adjusted by inflation), and - Capital Cost (less incentive) less the residual value of depreciated assets at end of project life (adjusted by inflation).
Note on C71: CaGBC: Net Present Value divided by number project lifetime
Note on F74: CaGBC: Incremental LCC/tCO2 reduced: Difference in Net Present Values divided by difference in lifecycle GHG emissions. Negative value: there is a net cost associated with each ton of CO2 reduction Positive value: there is a net savings associated with each ton of CO2 reduction
Note on F75: CaGBC: Payback = Investment divided by Savings Investment is the initial (year 0) capital cost difference between the scenario and the base case Savings is the initial (year 0) annual cost difference between the scenario and the base case
Note on F76: CaGBC: In each year of the financial period evaluated: If the scenario has a higher total cost, it is an expense. If the scenario has a lower total cost, it is an income. Yearly cash flows (expenses and income) are calculated for the entire financial period evaluated. The discount rate that produces a Net Present Value of 0 over this period is the Internal Rate of Return. NOTE: A message of "NA - see note" indicates the project has a net negative cash flow, or cash flows alternate between positive and negative. In these cases, IRR calculations are ambiguous and should not be reported.
Analysis tool developed by:

## Emissions Tables
kg CO2e / Mbtu
| Average | Marginal | Generation | Scope 3 | Gas |  |  | kg CO2e / Mbtu
Choose | [6 empty] | Choose
Alberta | 257.91 | 137.57 | 219.8034 | 38.1066 | 53.24 |  | District Steam | 88.54
British Columbia | 4.89 | 151.53 | 4.3961 | 0.49393 | 53.19 |  | District Hot Water | 88.54
Manitoba | 1.03 | 365.56 | 0.90852 | 0.12148 | 52.09 |  | Chilled Water Electric Drive | 17.19
New Brunswick | 84.11 | 185.27 | 84.11 | 0 | 52.5 |  | Chilled Water Gas Absorption | 73.86
Newfoundland | 9.09 | 109.23 | 8.7921 | 0.29786 | 52.5 |  | Chilled Water Gas Engine | 49.29
Northwest Territories | 87.92 | 258.27 | 73.2678 | 14.6522 | 68.01 |  | Wood | 100.95
Nova Scotia | 213.95 | 208.67 | 199.2884 | 14.6616 | 52.5 |  | Propane | 64.52
Nunavut | 219.81 | 258.27 | 219.81 | 0 | 68.01 |  | Fuel Oil 1 | 75.13
Ontario | 11.72 | 115.56 | 11.1367 | 0.58329 | 52.14 |  | Fuel Oil 2 | 75.13
Prince Edward Island | 84.11 | 228.88 | 84.11 | 0 | 52.5 |  | Fuel Oil 4 | 75.13
Quebec | 0.47 | 96.97 | 0.4103 | 0.0597 | 52.12 |  | Fuel Oil 5 and 6 | 78.86
Saskatchewan | 263.77 | 152.73 | 222.7341 | 41.0359 | 50.53 |  | Diesel | 77.48
Yukon | 12.02 | 258.27 | 11.7228 | 0.29715 | 52.5 |  | Kerosene | 71.96
| g CO2e / kwh |  |  |  | kg CO2e / GJ | kg CO2e / kWh
| Scope 2 & 3 Electricity (Consumption Intensity) | Marginal Electricity (Non-Baseload) | Scope 2 Electricity (Generation Intensity) | Scope 3 Electricity (Transmission Losses) | Scope 1 Natural Gas |  |  | kg CO2e / GJ | kg CO2e / kWh
Alberta | 880.025 | 469.4081 | 750 | 130.025 | 50.4618 | 0.18166 | District_Steam | 83.9197 | 0.30211
British Columbia | 16.6854 | 517.0416 | 15 | 1.6854 | 50.4144 | 0.18149 | District_Hot Water | 83.9197 | 0.30211
Manitoba | 3.5145 | 1247.3419 | 3.1 | 0.4145 | 49.3718 | 0.17774 | Chilled_Water_Electric_Drive | 16.293 | 0.058655
New Brunswick | 286.9951 | 632.1672 | 286.9951 | 0 | 49.7604 | 0.17914 | Chilled_Water_Gas_Absorption | 70.0058 | 0.25202
Newfoundland | 31.0164 | 372.7081 | 30 | 1.0164 | 49.7604 | 0.17914 | Chilled_Water_Gas_Engine | 46.7179 | 0.16818
Northwest Territories | 299.9953 | 881.2534 | 250 | 49.9953 | 64.461 | 0.23206 | Wood | 95.6821 | 0.34446
Nova Scotia | 730.0274 | 712.0113 | 680 | 50.0274 | 49.7604 | 0.17914 | Propane | 61.1532 | 0.22015
Nunavut | 750.0225 | 881.2534 | 750.0225 | 0 | 64.461 | 0.23206 | Fuel_Oil_1 | 71.2095 | 0.25635
Ontario | 39.9903 | 394.3069 | 38 | 1.9903 | 49.4192 | 0.17791 | Fuel_Oil_2 | 71.2095 | 0.25635
Prince Edward Island | 286.9951 | 780.9706 | 286.9951 | 0 | 49.7604 | 0.17914 | Fuel_Oil_4 | 71.2095 | 0.25635
Quebec | 1.6037 | 330.8752 | 1.4 | 0.20371 | 49.4002 | 0.17784 | Fuel_Oil_5_and_6 | 74.7448 | 0.26908
Saskatchewan | 900.0202 | 521.1361 | 760 | 140.0202 | 47.8932 | 0.17242 | Diesel | 73.4369 | 0.26437
Yukon | 41.0139 | 881.2534 | 40 | 1.0139 | 49.7604 | 0.17914 | Kerosene | 68.2049 | 0.24554

## Unit Conversions (hidden)
Fuel | ID | Units | vlookup | Multiplier to get to kBtu
Natural Gas | NaturalGas | kBtu | Natural GaskBtu | 1 | /ccf | ccf | $/ccf | Natural Gas | Fuel_Oil_1
Natural Gas | NaturalGas | MBtu | Natural GasMBtu | 1000 | /cf | cf | $/ft3 | Fuel Oil 1 | Fuel_Oil_2
Natural Gas | NaturalGas | cf | Natural Gascf | 1.031 | /Gallon (UK) | Cubic Meters | $/m3 | Fuel Oil 2 | Fuel_Oil_4
Natural Gas | NaturalGas | ccf | Natural Gasccf | 103.143 | /Gallon (US) | Gallons (UK) | $/gal (UK) | Fuel Oil 4 | Fuel_Oil_5_and_6
Natural Gas | NaturalGas | kcf | Natural Gaskcf | 1031 | /GJ | Gallons (US) | $/gal (US) | Fuel Oil 5 and 6 | Diesel
Natural Gas | NaturalGas | Mcf | Natural GasMcf | 1031430 | /kBtu | GJ | $/GJ | Diesel | Kerosene
Natural Gas | NaturalGas | Therms | Natural GasTherms | 100 | /kcf | kBtu | $/kbtu | Kerosene | Propane
Natural Gas | NaturalGas | Cubic Meters | Natural GasCubic Meters | 36.425 | /kg | kcf | $/kcf | Propane | District_Hot_Water
Natural Gas | NaturalGas | GJ | Natural GasGJ | 947.817 | /kLb | kg | $/kg | Electricity | Chilled_Water_Electric_Drive
Fuel Oil 1 | FuelOil1 | kBtu | Fuel Oil 1kBtu | 1 | /kWh | kLbs | $/klb | District Steam | Chilled_Water_Gas_Absorption
Fuel Oil 1 | FuelOil1 | MBtu | Fuel Oil 1MBtu | 1000 | /Lb | kWh | $/kWh | District Hot Water | Chilled_Water_Gas_Engine
Fuel Oil 1 | FuelOil1 | Gallons (US) | Fuel Oil 1Gallons (US) | 139.21 | /liter | Lbs | $/lb | Chilled Water Electric Drive | Biomass
Fuel Oil 1 | FuelOil1 | Gallons (UK) | Fuel Oil 1Gallons (UK) | 167.184 | /m3 | liters | $/litre | Chilled Water Gas Absorption | Solar_PV_or_Wind
Fuel Oil 1 | FuelOil1 | liters | Fuel Oil 1liters | 36.775 | /MBtu | MBtu | $/Mbtu | Chilled Water Gas Engine | Biogas
Fuel Oil 1 | FuelOil1 | GJ | Fuel Oil 1GJ | 947.817 | /Mcf | Mcf | $/Mcf | Biomass
Fuel Oil 2 | FuelOil2 | kBtu | Fuel Oil 2kBtu | 1 | /MLb | MLbs | $/Mlbs | Solar PV or Wind
Fuel Oil 2 | FuelOil2 | MBtu | Fuel Oil 2MBtu | 1000 | /MWh | MWh | $/MWh | Other
Fuel Oil 2 | FuelOil2 | Gallons (US) | Fuel Oil 2Gallons (US) | 139.21 | /Therm | Therms | $/Therm | Biogas
Fuel Oil 2 | FuelOil2 | Gallons (UK) | Fuel Oil 2Gallons (UK) | 167.184 | /Ton | Ton Hours | $/ton hour
Fuel Oil 2 | FuelOil2 | liters | Fuel Oil 2liters | 36.775 | /Ton Hour | Tonnes (metric) | $/tonne (metric)
Fuel Oil 2 | FuelOil2 | GJ | Fuel Oil 2GJ | 947.817 | /Tonne (metric) | Tons | $/ton
Fuel Oil 4 | FuelOil4 | kBtu | Fuel Oil 4kBtu | 1
Fuel Oil 4 | FuelOil4 | MBtu | Fuel Oil 4MBtu | 1000
Fuel Oil 4 | FuelOil4 | Gallons (US) | Fuel Oil 4Gallons (US) | 139.21
Fuel Oil 4 | FuelOil4 | Gallons (UK) | Fuel Oil 4Gallons (UK) | 167.184 | kbtu
Fuel Oil 4 | FuelOil4 | liters | Fuel Oil 4liters | 36.775
Fuel Oil 4 | FuelOil4 | GJ | Fuel Oil 4GJ | 947.817 | 1
Fuel Oil 5 and 6 | FuelOil5and6 | kBtu | Fuel Oil 5 and 6kBtu | 1
Fuel Oil 5 and 6 | FuelOil5and6 | MBtu | Fuel Oil 5 and 6MBtu | 1000
Fuel Oil 5 and 6 | FuelOil5and6 | Gallons (US) | Fuel Oil 5 and 6Gallons (US) | 152.485
Fuel Oil 5 and 6 | FuelOil5and6 | Gallons (UK) | Fuel Oil 5 and 6Gallons (UK) | 183.127
Fuel Oil 5 and 6 | FuelOil5and6 | liters | Fuel Oil 5 and 6liters | 40.282
Fuel Oil 5 and 6 | FuelOil5and6 | GJ | Fuel Oil 5 and 6GJ | 947.817
Diesel | Diesel | kBtu | DieselkBtu | 1
Diesel | Diesel | MBtu | DieselMBtu | 1000
Diesel | Diesel | Gallons (US) | DieselGallons (US) | 137.416
Diesel | Diesel | Gallons (UK) | DieselGallons (UK) | 165.029
Diesel | Diesel | liters | Dieselliters | 36.301
Diesel | Diesel | GJ | DieselGJ | 947.817
Kerosene | Kerosene | kBtu | KerosenekBtu | 1
Kerosene | Kerosene | MBtu | KeroseneMBtu | 1000
Kerosene | Kerosene | Gallons (US) | KeroseneGallons (US) | 135.191
Kerosene | Kerosene | Gallons (UK) | KeroseneGallons (UK) | 162.358
Kerosene | Kerosene | liters | Keroseneliters | 35.714
Kerosene | Kerosene | GJ | KeroseneGJ | 947.817
Propane | Propane | kBtu | PropanekBtu | 1
Propane | Propane | MBtu | PropaneMBtu | 1000
Propane | Propane | cf | Propanecf | 2.516
Propane | Propane | ccf | Propaneccf | 251.6
Propane | Propane | kcf | Propanekcf | 2516
Propane | Propane | Gallons (US) | PropaneGallons (US) | 90.809
Propane | Propane | Gallons (UK) | PropaneGallons (UK) | 109.057
Propane | Propane | liters | Propaneliters | 23.989
Propane | Propane | GJ | PropaneGJ | 947.817
Electricity | Electricity | kBtu | ElectricitykBtu | 1
Electricity | Electricity | MBtu | ElectricityMBtu | 1000
Electricity | Electricity | kWh | ElectricitykWh | 3.412
Electricity | Electricity | MWh | ElectricityMWh | 3412
Electricity | Electricity | GJ | ElectricityGJ | 947.817
District Steam | DistrictSteam | kBtu | District SteamkBtu | 1
District Steam | DistrictSteam | MBtu | District SteamMBtu | 1000
District Steam | DistrictSteam | Lbs | District SteamLbs | 1.194
District Steam | DistrictSteam | kLbs | District SteamkLbs | 1194
District Steam | DistrictSteam | MLbs | District SteamMLbs | 1194000
District Steam | DistrictSteam | therms | District Steamtherms | 100
District Steam | DistrictSteam | GJ | District SteamGJ | 947.817
District Steam | DistrictSteam | kg | District Steamkg | 2.632
District Hot Water | DistrictHotWater | kBtu | District Hot WaterkBtu | 1
District Hot Water | DistrictHotWater | MBtu | District Hot WaterMBtu | 1000
District Hot Water | DistrictHotWater | Therms | District Hot WaterTherms | 100
District Hot Water | DistrictHotWater | GJ | District Hot WaterGJ | 947.817
Chilled Water Electric Drive | ChilledWaterElectricDrive | kBtu | Chilled Water Electric DrivekBtu | 1
Chilled Water Electric Drive | ChilledWaterElectricDrive | MBtu | Chilled Water Electric DriveMBtu | 1000
Chilled Water Electric Drive | ChilledWaterElectricDrive | Ton Hours | Chilled Water Electric DriveTon Hours | 12
Chilled Water Electric Drive | ChilledWaterElectricDrive | GJ | Chilled Water Electric DriveGJ | 947.817
Chilled Water Gas Absorption | ChilledWaterGasAbsorption | kBtu | Chilled Water Gas AbsorptionkBtu | 1
Chilled Water Gas Absorption | ChilledWaterGasAbsorption | MBtu | Chilled Water Gas AbsorptionMBtu | 1000
Chilled Water Gas Absorption | ChilledWaterGasAbsorption | Ton Hours | Chilled Water Gas AbsorptionTon Hours | 12
Chilled Water Gas Absorption | ChilledWaterGasAbsorption | GJ | Chilled Water Gas AbsorptionGJ | 947.817
Chilled Water Gas Engine | ChilledWaterGasEngine | kBtu | Chilled Water Gas EnginekBtu | 1
Chilled Water Gas Engine | ChilledWaterGasEngine | MBtu | Chilled Water Gas EngineMBtu | 1000
Chilled Water Gas Engine | ChilledWaterGasEngine | Ton Hours | Chilled Water Gas EngineTon Hours | 12
Chilled Water Gas Engine | ChilledWaterGasEngine | GJ | Chilled Water Gas EngineGJ | 947.817
Choose
Biomass | Biomass | kBtu | BiomasskBtu | 1
Biomass | Biomass | MBtu | BiomassMBtu | 1000
Biomass | Biomass | Tons | BiomassTons | 15477
Biomass | Biomass | Tonnes (metric) | BiomassTonnes (metric) | 17061
Biomass | Biomass | GJ | BiomassGJ | 947.817
Solar PV or Wind | SolarPVorWind | kBtu | Solar PV or WindkBtu | 1
Solar PV or Wind | SolarPVorWind | MBtu | Solar PV or WindMBtu | 1000
Solar PV or Wind | SolarPVorWind | kWh | Solar PV or WindkWh | 3.412
Solar PV or Wind | SolarPVorWind | MWh | Solar PV or WindMWh | 3412
Solar PV or Wind | SolarPVorWind | GJ | Solar PV or WindGJ | 947.817
Other | Other | kBtu | OtherkBtu | 1
Other | Other | MBtu | OtherMBtu | 1000
Other | Other | GJ | OtherGJ | 947.817
Biogas | Biogas | kBtu | BiogaskBtu | 1
Biogas | Biogas | MBtu | BiogasMBtu | 1000
Biogas | Biogas | cf | Biogascf | 1.031
Biogas | Biogas | ccf | Biogasccf | 103.143
Biogas | Biogas | kcf | Biogaskcf | 1031
Biogas | Biogas | Mcf | BiogasMcf | 1031430
Biogas | Biogas | Therms | BiogasTherms | 100
Biogas | Biogas | Cubic Meters | BiogasCubic Meters | 36.425
Biogas | Biogas | GJ | BiogasGJ | 947.817

## Unit Conversions Array (hidden)
Multiplier to get to kBtu
Energy Source | kgCO2e | tCO2e | ccf | ft3 | m3 | Gal (UK) | Gal (US) | GJ | kBtu | kcf | kg | kLb | kWh | Lb | litre | MBtu | Mcf | MLb | MWh | Therm | Ton Hour | Tonne (metric) | Ton | Electricity?
Natural_Gas |  |  | 103.143 | 1.031 | 36.425 |  |  | 947.817 | 1 | 1031 |  |  | 3.412 |  |  | 1000 | 1031430 |  |  | 100 |  |  |  | No
Fuel_Oil_1 | [5 empty] | 167.184 | 139.21 | 947.817 | 1 |  |  |  | 3.412 |  | 36.775 | 1000 | [7 empty] | No
Fuel_Oil_2 | [5 empty] | 167.184 | 139.21 | 947.817 | 1 |  |  |  | 3.412 |  | 36.775 | 1000 | [7 empty] | No
Fuel_Oil_4 | [5 empty] | 167.184 | 139.21 | 947.817 | 1 |  |  |  | 3.412 |  | 36.775 | 1000 | [7 empty] | No
Fuel_Oil_5_and_6 | [5 empty] | 183.127 | 152.485 | 947.817 | 1 |  |  |  | 3.412 |  | 40.282 | 1000 | [7 empty] | No
Diesel | [5 empty] | 165.029 | 137.416 | 947.817 | 1 |  |  |  | 3.412 |  | 36.301 | 1000 | [7 empty] | No
Kerosene | [5 empty] | 162.358 | 135.191 | 947.817 | 1 |  |  |  | 3.412 |  | 35.714 | 1000 | [7 empty] | No
Propane |  |  | 251.6 | 2.516 |  | 109.057 | 90.809 | 947.817 | 1 |  |  |  | 3.412 |  | 23.989 | 1000 | [7 empty] | No
Electricity | [7 empty] | 947.817 | 1 |  |  |  | 3.412 |  |  | 1000 |  |  | 3412 |  |  |  |  | Yes
RECs | [7 empty] | 947.817 | 1 |  |  |  | 3.412 |  |  | 1000 |  |  | 3412 |  |  |  |  | No
Carbon_Offset | 1 | 0.001 | [5 empty] | 1 | 1 |  | 1 |  | 1 |  |  | 1 | [7 empty] | No
District_Steam | [7 empty] | 947.817 | 1 |  | 2.632 | 1194 | 3.412 | 1.194 |  | 1000 |  | 1194000 |  | 100 |  |  |  | No
District_Hot_Water | [7 empty] | 947.817 | 1 |  |  |  | 3.412 |  |  | 1000 |  |  |  | 100 |  |  |  | No
Chilled_Water_Electric_Drive | [7 empty] | 947.817 | 1 |  |  |  | 3.412 |  |  | 1000 |  |  |  |  | 12 |  |  | Yes
Chilled_Water_Gas_Absorption | [7 empty] | 947.817 | 1 |  |  |  | 3.412 |  |  | 1000 |  |  |  |  | 12 |  |  | No
Chilled_Water_Gas_Engine | [7 empty] | 947.817 | 1 |  |  |  | 3.412 |  |  | 1000 |  |  |  |  | 12 |  |  | No
Biomass | [7 empty] | 947.817 | 1 |  |  |  | 3.412 |  |  | 1000 | [5 empty] | 17061 | 15477 | No
Solar_PV_or_Wind | [7 empty] | 947.817 | 1 |  |  |  | 3.412 |  |  | 1000 |  |  | 3412 |  |  |  |  | Yes
Other | [7 empty] | 947.817 | 1 |  |  |  | 3.412 |  |  | 1000 | [7 empty] | No
Biogas |  |  | 103.143 | 1.031 | 36.425 |  |  | 947.817 | 1 | 1031 |  |  | 3.412 |  |  | 1000 | 1031430 |  |  | 100 |  |  |  | No
Energy Source
Natural Gas | $/m3 | $/ft3 | $/ccf | $/kcf | $/MCf | $/GJ | $/kBtu | $/MBtu | $/Therm
Fuel Oil 1 | $/Gal (US) | $/Gal (UK) | $/GJ | $/kBtu | $/Litre | $/MBtu
Fuel Oil 2 | $/Gal (US) | $/Gal (UK) | $/GJ | $/kBtu | $/Litre | $/MBtu
Fuel Oil 4 | $/Gal (US) | $/Gal (UK) | $/GJ | $/kBtu | $/Litre | $/MBtu
Fuel Oil 5 and 6 | $/Gal (US) | $/Gal (UK) | $/GJ | $/kBtu | $/Litre | $/MBtu
Diesel | $/Gal (US) | $/Gal (UK) | $/GJ | $/kBtu | $/Litre | $/MBtu
Kerosene | $/Gal (US) | $/Gal (UK) | $/GJ | $/kBtu | $/Litre | $/MBtu
Propane | $/ft3 | $/ccf | $/Gal (US) | $/Gal (UK) | $/GJ | $/kBtu | $/Litre | $/MBtu
Electricity | $/kWh | $/MWh | $/GJ | $/kBtu | $/MBtu
RECs | $/kWh
Carbon Offset | $/kgCO2e
District Steam | $/GJ | $/kBtu | $/MBtu | $/Therm | $/kg | $/lb | $/klb | $/Mlb
District Hot Water | $/GJ | $/kBtu | $/MBtu | $/Therm
Chilled Water Electric Drive | $/GJ | $/kBtu | $/MBtu | $/ton hour
Chilled Water Gas Absorption | $/GJ | $/kBtu | $/MBtu | $/ton hour
Chilled Water Gas Engine | $/GJ | $/kBtu | $/MBtu | $/ton hour
Biomass | $/GJ | $/kBtu | $/MBtu | $/tonne (metric) | $/ton
Solar PV or Wind | $/kWh | $/MWh | $/GJ | $/kBtu | $/MBtu
Other | $/kWh | $/GJ | $/kBtu | $/MBtu
Biogas | $/m3 | $/ft3 | $/ccf | $/kcf | $/Mcf | $/GJ | $/kBtu | $/MBtu | $/Therm
Note on B14: Chris Onysko: Carbon offset is to calculate relative price of tCO2e to kgCO2e (not going to Btu)

## Logo and Colour (hidden)
140,199,196
background
255,255,255
text
241,222,177
minor
60,162,171
minor
0,131,123
Text
211,209,208
minor
0,106,126
minor
155,206,203